## Introduction
Service Line Inventory Template
Date last updated: July 27, 2022
What is the purpose of this template? The purpose of this draft template is to help water systems and states comply with the service line inventory requirements of the January 15, 2021 Lead and Copper Rule Revisions (LCRR). This template supplements the draft EPA document, Guidance for Developing and Maintaining a Service Line Inventory (2022) by providing fillable forms and tables that water systems can use to document their methods, organize their inventory, submit the initial inventory and inventory updates to the state, and document how they are making the inventory publicly available. This template also provides a checklist for state review. Note that EPA does NOT require systems use this template for their inventory. Refer to EPA's 2022 Inventory Guidance for minimum LCRR inventory requirements, recommendations, and disclaimers.
How is the template organized?
The worksheets in this template are color coded: Yellow sheets are instructions and background. Dark blue sheets are templates for systems. The dark green sheet is a template for states. See the table below for a description of each worksheet. |  | The cells in this template are also color coded: Gray cells are background or instructions. Light blue cells are fillable cells for systems. Aqua cells are the required fields in the Detailed Inventory worksheet. Light green cells are fillable cells for states.
Template Organization
Worksheet Type | Worksheet Name | Description
Background | Template Instructions_System | Contains detailed instructions for systems.
| Template Instructions_States | Contains detailed instructions for states.
| Classifying SLs | Summarizes requirements for classifying the entire service line when ownership is split (i.e., when the system owns a portion and the customer owns a portion).
Templates for Water Systems | PWS Information | For systems to document basic system information.
| Inventory Methods | For systems to document the methods and resources they used to develop and update their inventory.
| Inventory Summary | For systems to provide a summary of their service line inventory, including information on ownership, inventory format, and the number of service lines for each of the four required materials classifications. Systems can enter the totals into this worksheet or automatically generate totals based on information in the Detailed Inventory worksheet.
| Detailed Inventory | Provides a customizable format water systems can use to track materials for each service line in their distribution system. Each row equals one service line connecting the water main to the customer's plumbing. Separate columns track location information, the system-owned portion, the customer-owned portion, other possible sources of lead, information for assigning a tap sample tiering classification, and information for lead service line replacement (LSLR). Systems can customize the worksheet by adding or deleting columns.
| Public Accessibility Doc. | For systems to provide documentation to states on how they met the public accessibility requirements of the LCRR.
Templates for States | State Checklist | Provides a checklist that states can use to determine and document if water systems met all of the January 15, 2021 LCRR requirements for their Initial Inventory including timely submission, required elements, use of information sources, public accessibility, and public notification of service line materials.

## Dropdowns (hidden)
Drop down lists (Internal, DO NOT MODIFY)
Ownership | Basis of materials classification | Field Verification Methods
Select Ownership Type | Previous Materials Evaluation | Customer self-identification
The entire service line is owned by the water system | Installation record (e.g., tap card) | CCTV investigation at curb stop - internal
The entire service line is owned by the customer | Installation date after lead ban | CCTV investigation at curb stop - external
Ownership is split, meaning that the system owns and portion and the customer owns a portion | Service line diameter is > 2 inches | Water quality sampling
Other | Service line repair or replacement record | Mechanical excavation at one location
| Predictive model | Mechanical excavation at multiple locations
| Water sampling only with no records | Visual inspection at the meter pit
| Field inspection only with no records | Other
Other
State review of customer notification of service line material
Select "Yes", "No", or "N/A"
Yes
No
N/A
Sensitive subpopulations
No
Yes - School
Yes - Day Care
Yes - Multifamily Home
Yes - Other

## Detailed Inventory
Detailed Inventory
#REF!
#REF!
Date Last Updated: |  |  |  | 2023-08-25
Purpose of this worksheet: To provide a customizable format water systems can use to track materials for each service line in their distribution system. General Instructions: Each row in this worksheet represents one service line connecting the water main to the customer's plumbing. The worksheet includes required and recommended elements; the columns with the aqua shading are required by the LCRR. Systems can customize by adding or deleting columns. Important notes for each column are in Row 12; also see the Template Instructions worksheet for detailed instructions. Note that users can freeze panes to enable them to see the headings and notes when entering data. The worksheet includes examples in rows 13 - 20 and is formatted for approximately 10,000 entries.
Location Information |  |  |  |  | System-Owned Portion | [8 empty] | Customer-Owned Portion | [7 empty] | Entire Service Line Material Classification | Other Potential Sources of Lead |  |  | Additional Information to Assign Tap Monitoring Tiering |  |  |  | Lead Service Line Replacement (LSLR)
| Location Identifier |  | Sensitive Population? (Yes/No) | Disadvantaged Neighborhood? (Yes/No) | System-Owned Portion Service Line Material Classification | If Non-Lead in Column G, Was Material Ever Previously Lead? | Service Line Installation Date | Service Line Size | Basis of Material Classification | Was the Service Line Material Field Verified? | If "Yes" Service Line Material Was Field Verified: |  | Notes | Customer-Owned Portion Service Line Material Classification | Service Line Installation Date | Service Line Size | Basis of Material Classification | Was the Service Line Material Field Verified? | If "Yes" Service Line Material Was Field Verified: |  | Notes |  | Is there a Lead Connector? | Is there Lead Solder in the Service Line? | Describe Other Fittings and Equipment Connected to the Service Line that Contain Lead | Building Type Connected to Service Line | Point-of-Entry or Point-of-Use Treatment Present? | Does the Interior Building Plumbing Contain Copper Pipes with Lead Solder Installed Before Your State's Lead Ban (Generally 1986 - 1988)? | Current LCR Sampling Site? | Date of System-owned LSLR | Date of Customer-owned LSLR
| Street Address | Other Location Identifier | [8 empty] | Describe the Field Verification Method | Enter the Date of Field Verification | [6 empty] | Describe the Field Verification Method | Enter the Date of Field Verification
| Water systems must track addresses of all service lines in their internal inventory. For the publicly accessible version, location identifiers are required for lead and galvanized requiring replacement. If the system does not use addresses for their location identifier, other options could include GPS coordinates, landmark, intersection, block, or other details to specify service line locations. |  | Select Yes if sensitive subpopulation, e.g., day care, school, multifamily home. If Yes-Other, describe in the Notes field. | Does location meet state affordability guidelines or other measures? | Dropdown list includes recommended subclassifications. If "Non-Lead Other", describe in Notes field | Select Yes, No, or Don't know. Important for determining if downstream/ customer-owned galvanized service line requires replacement | Date, year, or estimated date range when the service line was installed or replaced | Diameter in inches | Select option from drop down list. If "Other," describe in the Notes field | Select Yes or No | Select option from drop down list. If "Other," describe in the Notes field | Enter approximate date of field verification or date that the record was updated | Can use this field for documenting additional relevant information, including when classification changes. | Dropdown list includes recommended subclassifications. If non-lead other, describe in Notes field. | Date, year, or estimated date range when the service line was installed or replaced | Diameter in inches | Select option from drop down list. If "Other," describe in the Notes field | Select Yes or No | Select option from drop down list. If "Other," describe in the Notes field | Enter approximate date of field verification or date that record was updated | Can use this field for documenting additional relevant information, including when classification changes. | Dropdown list includes four required service line classifications of Lead, Non-lead, Galvanized Requiring Replacement, or Unknown | For example, lead gooseneck or pigtail where the water main is connected to the service line | Select Yes, No, or Don't Know | For example, backflow preventer or meter containing lead | Note: This information may be helpful for identifying lead tap monitoring locations.
| 3-INCH SHOP METER |  | No | No | Non-Lead - Copper | No | ? | 3 | Service line diameter is > 2 inches | No |  |  |  | Non-Lead - Plastic | 2015 | 3 | Service line diameter is > 2 inches | No |  |  |  | Non-Lead | No | No |  | Building |  |  | No
| 515 LATIGO DRIVE |  | Yes - Other | No | Non-Lead - Copper | No | 1979 | 1 | Installation record (e.g., tap card) | No |  |  |  | Non-Lead - Copper | 1989 | 1 | Installation date after lead ban | No |  |  |  | Non-Lead | No | No |  | Building |  |  | No
| 12 BRITTNEY LANE |  | No | No | Non-Lead - Copper | No | 2002 | 1 | Installation record (e.g., tap card) | No |  |  |  | Non-Lead - Plastic | 2014 | 1 | Installation date after lead ban | No |  |  |  | Non-Lead | No | No |  | Building |  |  | No
| 352 CATTLE DRIVE |  | No | No | Non-Lead - Copper | No | 1978 | 3/4 | Service line repair or replacement record | Yes | Mechanical excavation at one location | 2015-08-01 |  | Non-Lead - Copper | 1981 | 3/4 | Service line repair or replacement record | Yes | Mechanical excavation at one location | 2015-08-01 |  | Non-Lead | No | No |  | Single Family Residence |  |  | No
| 354 CATTLE DRIVE |  | No | No | Non-Lead - Copper | No | 1978 | 3/4 | Service line repair or replacement record | Yes | Mechanical excavation at one location | 2015-08-01 |  | Non-Lead - Copper | 1981 | 3/4 | Service line repair or replacement record | Yes | Mechanical excavation at one location | 2015-08-01 |  | Non-Lead | No | No |  | Single Family Residence |  |  | No
| 355 CATTLE DRIVE |  | No | No | Non-Lead - Copper | No | 1978 | 3/4 | Installation record (e.g., tap card) | No |  |  |  | Non-Lead - Copper | 1981 | 3/4 | Other | Yes | Visual inspection at the meter pit | 2014 | Meter Upgrades | Non-Lead | No | No |  | Single Family Residence |  |  | No
| 356 CATTLE DRIVE |  | No | No | Non-Lead - Copper | No | 1978 | 3/4 | Service line repair or replacement record | Yes | Mechanical excavation at one location | 2019-06-01 |  | Non-Lead - Copper | 1981 | 3/4 | Service line repair or replacement record | Yes | Mechanical excavation at multiple locations | 2019-06-01 |  | Non-Lead | No | No |  | Single Family Residence |  |  | No
| 357 CATTLE DRIVE |  | No | No | Non-Lead - Copper | No | 1978 | 3/4 | Installation record (e.g., tap card) | No |  |  |  | Non-Lead - Copper | 1981 | 3/4 | Other | Yes | Visual inspection at the meter pit | 2014 | Meter Upgrades | Non-Lead | No | No |  | Single Family Residence |  |  | No
| 358 CATTLE DRIVE |  | No | No | Non-Lead - Copper | No | 1978 | 3/4 | Installation record (e.g., tap card) | No |  |  |  | Non-Lead - Copper | 1981 | 3/4 | Other | Yes | Visual inspection at the meter pit | 2014 | Meter Upgrades | Non-Lead | No | No |  | Single Family Residence |  |  | No
| 359 CATTLE DRIVE |  | No | No | Non-Lead - Copper | No | 1978 | 3/4 | Installation record (e.g., tap card) | No |  |  |  | Non-Lead - Copper | 1981 | 3/4 | Other | Yes | Visual inspection at the meter pit | 2014 | Meter Upgrades | Non-Lead | No | No |  | Single Family Residence |  |  | No
| 360 CATTLE DRIVE |  | No | No | Non-Lead - Copper | No | 1978 | 3/4 | Installation record (e.g., tap card) | No |  |  |  | Non-Lead - Copper | 1979 | 3/4 | Other | Yes | Visual inspection at the meter pit | 2014 | Meter Upgrades | Non-Lead | No | No |  | Single Family Residence |  |  | No
| 361 CATTLE DRIVE |  | No | No | Non-Lead - Copper | No | 1978 | 3/4 | Installation record (e.g., tap card) | No |  |  |  | Non-Lead - Copper | 1981 | 3/4 | Other | Yes | Visual inspection at the meter pit | 2014 | Meter Upgrades | Non-Lead | No | No |  | Single Family Residence |  |  | No
| 362 CATTLE DRIVE |  | No | No | Non-Lead - Copper | No | 1978 | 3/4 | Installation record (e.g., tap card) | No |  |  |  | Non-Lead - Copper | 1979 | 3/4 | Other | Yes | Visual inspection at the meter pit | 2014 | Meter Upgrades | Non-Lead | No | No |  | Single Family Residence |  |  | No
| 363 CATTLE DRIVE |  | No | No | Non-Lead - Copper | No | 1978 | 3/4 | Installation record (e.g., tap card) | No |  |  |  | Non-Lead - Copper | 1981 | 3/4 | Other | Yes | Visual inspection at the meter pit | 2014 | Meter Upgrades | Non-Lead | No | No |  | Single Family Residence |  |  | No
| 364 CATTLE DRIVE |  | No | No | Non-Lead - Copper | No | 1978 | 3/4 | Installation record (e.g., tap card) | No |  |  |  | Non-Lead - Copper | 1979 | 3/4 | Other | Yes | Visual inspection at the meter pit | 2014 | Meter Upgrades | Non-Lead | No | No |  | Single Family Residence |  |  | No
| 365 CATTLE DRIVE |  | No | No | Non-Lead - Copper | No | 1978 | 3/4 | Installation record (e.g., tap card) | No |  |  |  | Non-Lead - Copper | 1981 | 3/4 | Other | Yes | Visual inspection at the meter pit | 2014 | Meter Upgrades | Non-Lead | No | No |  | Single Family Residence |  |  | No
| 401 KINGS COURT |  | Yes - Multifamily Home | No | Non-Lead - Copper | No | 1980 | 3/4 | Installation record (e.g., tap card) | No |  |  |  | Non-Lead - Copper | 1983 | 3/4 | Other | Yes | Visual inspection at the meter pit | 2014 | Meter Upgrades | Non-Lead | No | No |  | Multiple Family Residence |  |  | No
| 403 KINGS COURT |  | Yes - Multifamily Home | No | Non-Lead - Copper | No | 1980 | 3/4 | Installation record (e.g., tap card) | No |  |  |  | Non-Lead - Copper | 1983 | 3/4 | Other | Yes | Visual inspection at the meter pit | 2014 | Meter Upgrades | Non-Lead | No | No |  | Multiple Family Residence |  |  | No
| 405 KINGS COURT |  | Yes - Multifamily Home | No | Non-Lead - Copper | No | 1980 | 3/4 | Installation record (e.g., tap card) | Yes | Water quality sampling | 2022-02-01 |  | Non-Lead - Copper | 1983 | 3/4 |  | Yes | Water quality sampling | 2022-02-01 |  | Non-Lead | No | No |  | Multiple Family Residence |  |  | Yes
| 407 KINGS COURT |  | Yes - Multifamily Home | No | Non-Lead - Copper | No | 1980 | 3/4 | Installation record (e.g., tap card) | No |  |  |  | Non-Lead - Copper | 1983 | 3/4 | Other | Yes | Visual inspection at the meter pit | 2014 | Meter Upgrades | Non-Lead | No | No |  | Multiple Family Residence |  |  | No
| 409 KINGS COURT |  | Yes - Multifamily Home | No | Non-Lead - Copper | No | 1980 | 3/4 | Installation record (e.g., tap card) | No |  |  |  | Non-Lead - Copper | 1981 | 3/4 | Other | Yes | Visual inspection at the meter pit | 2014 | Meter Upgrades | Non-Lead | No | No |  | Multiple Family Residence |  |  | No
| 413 KINGS COURT |  | Yes - Multifamily Home | No | Non-Lead - Copper | No | 1980 | 1 | Installation record (e.g., tap card) | No |  |  |  | Non-Lead - Copper | 1981 | 1 | Other | Yes | Visual inspection at the meter pit | 2014 | Meter Upgrades | Non-Lead | No | No |  | Multiple Family Residence |  |  | No
| 414 KINGS COURT #A |  | No | No | Non-Lead - Copper | No | 1980 | 3/4 | Installation record (e.g., tap card) | No |  |  |  | Non-Lead - Copper | 1981 | 3/4 | Other | Yes | Visual inspection at the meter pit | 2014 | Meter Upgrades | Non-Lead | No | No |  | Single Family Residence |  |  | No
| 414 KINGS COURT #B |  | No | No | Non-Lead - Copper | No | 1980 | 3/4 | Installation record (e.g., tap card) | No |  |  |  | Non-Lead - Copper | 1981 | 3/4 | Other | Yes | Visual inspection at the meter pit | 2014 | Meter Upgrades | Non-Lead | No | No |  | Single Family Residence |  |  | No
| 414 KINGS COURT #C |  | No | No | Non-Lead - Copper | No | 1980 | 3/4 | Installation record (e.g., tap card) | No |  |  |  | Non-Lead - Copper | 1981 | 3/4 | Other | Yes | Visual inspection at the meter pit | 2014 | Meter Upgrades | Non-Lead | No | No |  | Single Family Residence |  |  | No
| 414 KINGS COURT #D |  | No | No | Non-Lead - Copper | No | 1980 | 3/4 | Installation record (e.g., tap card) | No |  |  |  | Non-Lead - Copper | 1981 | 3/4 | Other | Yes | Visual inspection at the meter pit | 2014 | Meter Upgrades | Non-Lead | No | No |  | Single Family Residence |  |  | No
| 418 KINGS COURT |  | Yes - Multifamily Home | No | Non-Lead - Copper | No | 1980 | 1 | Installation record (e.g., tap card) | No |  |  |  | Non-Lead - Copper | 1981 | 1 | Other | Yes | Visual inspection at the meter pit | 2014 | Meter Upgrades | Non-Lead | No | No |  | Multiple Family Residence |  |  | No
| 100 RENO DRIVE |  | Yes - Other | No | Non-Lead - Copper | No | 1979 | 1 | Service line repair or replacement record | Yes | Mechanical excavation at one location | 2020-08-01 |  | Non-Lead - Plastic | 2020 | 1 | Installation date after lead ban | Yes | Mechanical excavation at one location | 2020-08-01 |  | Non-Lead | No | No |  | Building |  |  | No
| 113 RENO DRIVE |  | No | No | Non-Lead - Copper | No | 1979 | 2 | Installation record (e.g., tap card) | No |  |  |  | Non-Lead - Plastic | 2001 | 2 | Installation date after lead ban | Yes | Visual inspection at the meter pit | 2023-08-07 | black poly in, copper out | Non-Lead | No | No |  | Building |  |  | No
| 231 RENO DRIVE |  | Yes - Other | No | Non-Lead - Copper | No | 1981 | 1 | Installation record (e.g., tap card) | No |  |  |  | Galvanized | 2019 | 1 | Installation date after lead ban | Yes | Visual inspection at the meter pit | 2023-08-22 | thermal riser, galvanized, brass fittings | Non-Lead | No | No |  | Other |  |  | No
| 241 RENO DRIVE |  | No | No | Non-Lead - Copper | No | 1981 | 1 | Installation record (e.g., tap card) | No |  |  |  | Non-Lead - Copper | 2010 | 1 | Installation date after lead ban | Yes | Visual inspection at the meter pit | 2023-08-07 | copper in, white poly out | Non-Lead | No | No |  | Building |  |  | No
| 243 RENO DRIVE |  | No | No | Non-Lead - Copper | No | 1981 | 1 | Installation record (e.g., tap card) | No |  |  |  | Non-Lead - Plastic | 2010 | 1 | Installation date after lead ban | No |  |  |  | Non-Lead | No | No |  | Building |  |  | No
| 245 RENO DRIVE |  | No | No | Non-Lead - Copper | No | 1981 | 1 | Installation record (e.g., tap card) | No |  |  |  | Non-Lead - Copper | 2010 | 1 | Installation date after lead ban | Yes | Visual inspection at the meter pit | 2023-08-07 | copper, poly | Non-Lead | No | No |  | Single Family Residence |  |  | No
| 247 RENO DRIVE |  | No | No | Non-Lead - Copper | No | 1981 | 1 | Installation record (e.g., tap card) | No |  |  |  | Non-Lead - Other | 2010 | 1 | Installation date after lead ban | Yes | Visual inspection at the meter pit | 2023-08-18 | copper, pex | Non-Lead | No | No |  | Single Family Residence |  |  | No
| 300 RENO DRIVE |  | Yes - Other | No | Non-Lead - Copper | No | 1979 | 1 | Installation record (e.g., tap card) | No |  |  |  | Non-Lead - Other | 2006 | 1 | Installation date after lead ban | Yes | Visual inspection at the meter pit | 2023-08-11 | blue poly, copper | Non-Lead | No | No |  | Building |  |  | No
| 306 RENO DRIVE |  | Yes - Other | No | Non-Lead - Copper | No | 1979 | 1 | Installation record (e.g., tap card) | No |  |  |  | Non-Lead - Other | 2006 | 1 | Installation date after lead ban | Yes | Visual inspection at the meter pit | 2023-08-07 | plastic, copper | Non-Lead | No | No |  | Building |  |  | No
| 346 RENO DRIVE |  | No | No | Non-Lead - Copper | No | 1979 | 3/4 | Installation record (e.g., tap card) | No |  |  |  | Non-Lead - Copper | 1981 | 3/4 |  | Yes | Visual inspection at the meter pit | 2023-08-07 |  | Non-Lead | No | No |  | Building |  |  | No
| 440 RENO DRIVE |  | Yes - Other | No | Non-Lead - Copper | No | 1979 | 3/4 | Installation record (e.g., tap card) | No |  |  |  | Non-Lead - Other | 2005 | 3/4 | Installation date after lead ban | Yes | Visual inspection at the meter pit | 2023-08-07 | blue poly, copper, pex | Non-Lead | No | No |  | Building |  |  | No
| 401 RAWLINS COURT |  | No | No | Non-Lead - Copper | No | 1979 | 3/4 | Installation record (e.g., tap card) | No |  |  |  | Non-Lead - Copper | 1982 | 3/4 | Other | Yes | Visual inspection at the meter pit | 2014 | Meter Upgrades | Non-Lead | No | No |  | Single Family Residence |  |  | No
| 405 RAWLINS COURT |  | No | No | Non-Lead - Copper | No | 1979 | 3/4 | Service line repair or replacement record | Yes | Mechanical excavation at one location | 2021-01-01 |  | Non-Lead - Copper | 1983 | 3/4 | Service line repair or replacement record | Yes | Mechanical excavation at one location | 2021-01-01 |  | Non-Lead | No | No |  | Single Family Residence |  |  | Yes
| 407 RAWLINS COURT |  | No | No | Non-Lead - Copper | No | 1979 | 3/4 | Installation record (e.g., tap card) | No |  |  |  | Non-Lead - Plastic | 2010 | 3/4 | Installation date after lead ban | No |  |  |  | Non-Lead | No | No |  | Single Family Residence |  |  | No
| 408 RAWLINS COURT |  | No | No | Non-Lead - Copper | No | 1979 | 3/4 | Installation record (e.g., tap card) | No |  |  |  | Non-Lead - Plastic | 2019 | 3/4 | Installation date after lead ban | No |  |  |  | Non-Lead | No | No |  | Single Family Residence |  |  | No
| 410 RAWLINS COURT |  | No | No | Non-Lead - Copper | No | 1979 | 3/4 | Installation record (e.g., tap card) | No |  |  |  | Non-Lead - Copper | 1982 | 3/4 | Other | Yes | Visual inspection at the meter pit | 2014 | Meter Upgrades | Non-Lead | No | No |  | Single Family Residence |  |  | No
| 402 RANGE CIRCLE |  | No | No | Non-Lead - Copper | No | 1979 | 3/4 | Installation record (e.g., tap card) | Yes | Water quality sampling | 2022-02-01 |  | Non-Lead - Copper | 1986 | 3/4 |  | Yes | Water quality sampling | 2022-02-01 |  | Non-Lead | No | No |  | Single Family Residence |  |  | Yes
| 403 RANGE CIRCLE |  | No | No | Non-Lead - Copper | No | 1979 | 3/4 | Installation record (e.g., tap card) | No |  |  |  | Non-Lead - Copper | 1983 | 3/4 | Other | Yes | Visual inspection at the meter pit | 2014 | Meter Upgrades | Non-Lead | No | No |  | Single Family Residence |  |  | No
| 405 RANGE CIRCLE |  | No | No | Non-Lead - Copper | No | 1979 | 3/4 | Installation record (e.g., tap card) | Yes | Water quality sampling | 2022-02-01 |  | Non-Lead - Copper | 1983 | 3/4 |  | Yes | Water quality sampling | 2022-02-01 |  | Non-Lead | No | No |  | Single Family Residence |  |  | Yes
| 407 RANGE CIRCLE |  | No | No | Non-Lead - Copper | No | 1979 | 3/4 | Installation record (e.g., tap card) | Yes | Water quality sampling | 2022-02-01 |  | Non-Lead - Copper | 1983 | 3/4 |  | Yes | Water quality sampling | 2022-02-01 |  | Non-Lead | No | No |  | Single Family Residence |  |  | Yes
| 409 RANGE CIRCLE |  | No | No | Non-Lead - Copper | No | 1979 | 3/4 | Installation record (e.g., tap card) | Yes | Water quality sampling | 2022-02-01 |  | Non-Lead - Copper | 1983 | 3/4 |  | Yes | Water quality sampling | 2022-02-01 |  | Non-Lead | No | No |  | Single Family Residence |  |  | Yes
| 411 RANGE CIRCLE |  | No | No | Non-Lead - Copper | No | 1979 | 3/4 | Installation record (e.g., tap card) | No |  |  |  | Non-Lead - Copper | 1982 | 3/4 | Other | Yes | Visual inspection at the meter pit | 2014 | Meter Upgrades | Non-Lead | No | No |  | Single Family Residence |  |  | No
| 412 RANGE CIRCLE |  | No | No | Non-Lead - Copper | No | 1979 | 3/4 | Installation record (e.g., tap card) | No |  |  |  | Non-Lead - Copper | 1982 | 3/4 | Other | Yes | Visual inspection at the meter pit | 2014 | Meter Upgrades | Non-Lead | No | No |  | Single Family Residence |  |  | No
| 414 RANGE CIRCLE |  | No | No | Non-Lead - Copper | No | 1979 | 3/4 | Installation record (e.g., tap card) | No |  |  |  | Non-Lead - Copper | 1983 | 3/4 | Other | Yes | Visual inspection at the meter pit | 2014 | Meter Upgrades | Non-Lead | No | No |  | Single Family Residence |  |  | No
| 415 RANGE CIRCLE |  | No | No | Non-Lead - Copper | No | 1979 | 3/4 | Installation record (e.g., tap card) | No |  |  |  | Non-Lead - Copper | 1982 | 3/4 | Other | Yes | Visual inspection at the meter pit | 2014 | Meter Upgrades | Non-Lead | No | No |  | Single Family Residence |  |  | No
| 416 RANGE CIRCLE |  | No | No | Non-Lead - Copper | No | 1979 | 3/4 | Installation record (e.g., tap card) | No |  |  |  | Non-Lead - Copper | 1981 | 3/4 | Other | Yes | Visual inspection at the meter pit | 2014 | Meter Upgrades | Non-Lead | No | No |  | Single Family Residence |  |  | No
| 418 RANGE CIRCLE |  | No | No | Non-Lead - Copper | No | 1979 | 3/4 | Installation record (e.g., tap card) | Yes | Water quality sampling | 2022-02-01 |  | Non-Lead - Copper | 1983 | 3/4 |  | Yes | Water quality sampling | 2022-02-01 |  | Non-Lead | No | No |  | Single Family Residence |  |  | Yes
| 419 RANGE CIRCLE |  | No | No | Non-Lead - Copper | No | 1979 | 3/4 | Installation record (e.g., tap card) | No |  |  |  | Non-Lead - Copper | 1981 | 3/4 | Other | Yes | Visual inspection at the meter pit | 2014 | Meter Upgrades | Non-Lead | No | No |  | Single Family Residence |  |  | No
| 420 RANGE CIRCLE |  | No | No | Non-Lead - Copper | No | 1979 | 3/4 | Installation record (e.g., tap card) | Yes | Water quality sampling | 2022-02-01 |  | Non-Lead - Copper | 1983 | 3/4 |  | Yes | Water quality sampling | 2022-02-01 |  | Non-Lead | No | No |  | Single Family Residence |  |  | Yes
| 422 RANGE CIRCLE |  | No | No | Non-Lead - Copper | No | 1979 | 3/4 | Installation record (e.g., tap card) | Yes | Water quality sampling | 2022-02-01 |  | Non-Lead - Copper | 1985 | 3/4 |  | Yes | Water quality sampling | 2022-02-01 |  | Non-Lead | No | No |  | Single Family Residence |  |  | Yes
| 423 RANGE CIRCLE |  | No | No | Non-Lead - Copper | No | 1979 | 3/4 | Installation record (e.g., tap card) | Yes | Water quality sampling | 2022-02-01 |  | Non-Lead - Copper | 1983 | 3/4 |  | Yes | Water quality sampling | 2022-02-01 |  | Non-Lead | No | No |  | Single Family Residence |  |  | Yes
| 424 RANGE CIRCLE |  | No | No | Non-Lead - Copper | No | 1979 | 3/4 | Installation record (e.g., tap card) | Yes | Water quality sampling | 2022-02-01 |  | Non-Lead - Copper | 1985 | 3/4 |  | Yes | Water quality sampling | 2022-02-01 |  | Non-Lead | No | No |  | Single Family Residence |  |  | Yes
| 301 WILLOW CREEK DRIVE |  | No | No | Non-Lead - Copper | No | 1980 | 3/4 | Installation record (e.g., tap card) | No |  |  |  | Non-Lead - Plastic | 2003 | 3/4 | Installation date after lead ban | No |  |  |  | Non-Lead | No | No |  | Single Family Residence |  |  | No
| 302 WILLOW CREEK DRIVE |  | No | No | Non-Lead - Copper | No | 1980 | 3/4 | Installation record (e.g., tap card) | No |  |  |  | Non-Lead - Plastic | 2005 | 3/4 | Installation date after lead ban | No |  |  |  | Non-Lead | No | No |  | Single Family Residence |  |  | No
| 303 WILLOW CREEK DRIVE |  | No | No | Non-Lead - Copper | No | 1980 | 3/4 | Installation record (e.g., tap card) | No |  |  |  | Non-Lead - Plastic | 2006 | 3/4 | Installation date after lead ban | No |  |  |  | Non-Lead | No | No |  | Single Family Residence |  |  | No
| 305 WILLOW CREEK DRIVE |  | No | No | Non-Lead - Copper | No | 1980 | 3/4 | Service line repair or replacement record | Yes | Mechanical excavation at one location | 2016-05-01 |  | Non-Lead - Plastic | 2006 | 3/4 | Installation date after lead ban | Yes | Mechanical excavation at one location | 2016-05-01 |  | Non-Lead | No | No |  | Single Family Residence |  |  | No
| 307 WILLOW CREEK DRIVE |  | No | No | Non-Lead - Copper | No | 1980 | 3/4 | Installation record (e.g., tap card) | No |  |  |  | Non-Lead - Plastic | 2006 | 3/4 | Installation date after lead ban | No |  |  |  | Non-Lead | No | No |  | Single Family Residence |  |  | No
| 308 WILLOW CREEK DRIVE |  | No | No | Non-Lead - Copper | No | 1980 | 3/4 | Installation record (e.g., tap card) | No |  |  |  | Non-Lead - Plastic | 2009 | 3/4 | Installation date after lead ban | No |  |  |  | Non-Lead | No | No |  | Single Family Residence |  |  | No
| 309 WILLOW CREEK DRIVE |  | No | No | Non-Lead - Copper | No | 1980 | 3/4 | Installation record (e.g., tap card) | No |  |  |  | Non-Lead - Copper | 1981 | 3/4 | Other | Yes | Visual inspection at the meter pit | 2014 | Meter Upgrades | Non-Lead | No | No |  | Single Family Residence |  |  | No
| 310 WILLOW CREEK DRIVE |  | No | No | Non-Lead - Copper | No | 1980 | 3/4 | Installation record (e.g., tap card) | No |  |  |  | Non-Lead - Copper | 1981 | 3/4 | Other | Yes | Visual inspection at the meter pit | 2014 | Meter Upgrades | Non-Lead | No | No |  | Single Family Residence |  |  | No
| 312 WILLOW CREEK DRIVE |  | No | No | Non-Lead - Copper | No | 1980 | 3/4 | Installation record (e.g., tap card) | No |  |  |  | Non-Lead - Copper | 1981 | 3/4 | Other | Yes | Visual inspection at the meter pit | 2014 | Meter Upgrades | Non-Lead | No | No |  | Single Family Residence |  |  | No
| 314 WILLOW CREEK DRIVE |  | No | No | Non-Lead - Copper | No | 1980 | 3/4 | Installation record (e.g., tap card) | No |  |  |  | Non-Lead - Copper | 1981 | 3/4 | Other | Yes | Visual inspection at the meter pit | 2014 | Meter Upgrades | Non-Lead | No | No |  | Single Family Residence |  |  | No
| 316 WILLOW CREEK DRIVE |  | No | No | Non-Lead - Copper | No | 1980 | 3/4 | Installation record (e.g., tap card) | No |  |  |  | Non-Lead - Copper | 1982 | 3/4 | Other | Yes | Visual inspection at the meter pit | 2014 | Meter Upgrades | Non-Lead | No | No |  | Single Family Residence |  |  | No
| 318 WILLOW CREEK DRIVE |  | No | No | Non-Lead - Copper | No | 1980 | 3/4 | Installation record (e.g., tap card) | No |  |  |  | Non-Lead - Copper | 1980 | 3/4 | Other | Yes | Visual inspection at the meter pit | 2014 | Meter Upgrades | Non-Lead | No | No |  | Single Family Residence |  |  | No
| 320 WILLOW CREEK DRIVE |  | No | No | Non-Lead - Copper | No | 1980 | 3/4 | Installation record (e.g., tap card) | No |  |  |  | Non-Lead - Copper | 1981 | 3/4 | Other | Yes | Visual inspection at the meter pit | 2014 | Meter Upgrades | Non-Lead | No | No |  | Single Family Residence |  |  | No
| 321 WILLOW CREEK DRIVE |  | No | No | Non-Lead - Copper | No | 1980 | 3/4 | Installation record (e.g., tap card) | No |  |  |  | Non-Lead - Copper | 1982 | 3/4 | Other | Yes | Visual inspection at the meter pit | 2014 | Meter Upgrades | Non-Lead | No | No |  | Single Family Residence |  |  | No
| 322 WILLOW CREEK DRIVE |  | No | No | Non-Lead - Copper | No | 1980 | 3/4 | Installation record (e.g., tap card) | No |  |  |  | Non-Lead - Copper | 1982 | 3/4 | Other | Yes | Visual inspection at the meter pit | 2014 | Meter Upgrades | Non-Lead | No | No |  | Single Family Residence |  |  | No
| 323 WILLOW CREEK DRIVE |  | No | No | Non-Lead - Copper | No | 1980 | 3/4 | Installation record (e.g., tap card) | No |  |  |  | Non-Lead - Copper | 1982 | 3/4 | Other | Yes | Visual inspection at the meter pit | 2014 | Meter Upgrades | Non-Lead | No | No |  | Single Family Residence |  |  | No
| 324 WILLOW CREEK DRIVE |  | No | No | Non-Lead - Copper | No | 1980 | 3/4 | Installation record (e.g., tap card) | No |  |  |  | Non-Lead - Copper | 1982 | 3/4 | Other | Yes | Visual inspection at the meter pit | 2014 | Meter Upgrades | Non-Lead | No | No |  | Single Family Residence |  |  | No
| 325 WILLOW CREEK DRIVE |  | No | No | Non-Lead - Copper | No | 1980 | 3/4 | Installation record (e.g., tap card) | No |  |  |  | Non-Lead - Copper | 1982 | 3/4 | Other | Yes | Visual inspection at the meter pit | 2014 | Meter Upgrades | Non-Lead | No | No |  | Single Family Residence |  |  | No
| 326 WILLOW CREEK DRIVE |  | No | No | Non-Lead - Copper | No | 1980 | 3/4 | Installation record (e.g., tap card) | No |  |  |  | Non-Lead - Copper | 1982 | 3/4 | Other | Yes | Visual inspection at the meter pit | 2014 | Meter Upgrades | Non-Lead | No | No |  | Single Family Residence |  |  | No
| 327 WILLOW CREEK DRIVE |  | No | No | Non-Lead - Copper | No | 1980 | 3/4 | Installation record (e.g., tap card) | No |  |  |  | Non-Lead - Copper | 1982 | 3/4 | Other | Yes | Visual inspection at the meter pit | 2014 | Meter Upgrades | Non-Lead | No | No |  | Single Family Residence |  |  | No
| 328 WILLOW CREEK DRIVE |  | No | No | Non-Lead - Copper | No | 1980 | 3/4 | Installation record (e.g., tap card) | No |  |  |  | Non-Lead - Copper | 1982 | 3/4 | Other | Yes | Visual inspection at the meter pit | 2014 | Meter Upgrades | Non-Lead | No | No |  | Single Family Residence |  |  | No
| 329 WILLOW CREEK DRIVE |  | No | No | Non-Lead - Copper | No | 1980 | 3/4 | Installation record (e.g., tap card) | No |  |  |  | Non-Lead - Copper | 1982 | 3/4 | Other | Yes | Visual inspection at the meter pit | 2014 | Meter Upgrades | Non-Lead | No | No |  | Single Family Residence |  |  | No
| 330 WILLOW CREEK DRIVE |  | No | No | Non-Lead - Copper | No | 1980 | 3/4 | Installation record (e.g., tap card) | No |  |  |  | Non-Lead - Copper | 1982 | 3/4 | Other | Yes | Visual inspection at the meter pit | 2014 | Meter Upgrades | Non-Lead | No | No |  | Single Family Residence |  |  | No
| 331 WILLOW CREEK DRIVE |  | No | No | Non-Lead - Copper | No | 1980 | 3/4 | Installation record (e.g., tap card) | No |  |  |  | Non-Lead - Plastic | 2008 | 3/4 | Installation date after lead ban | No |  |  |  | Non-Lead | No | No |  | Single Family Residence |  |  | No
| 332 WILLOW CREEK DRIVE |  | No | No | Non-Lead - Copper | No | 1980 | 3/4 | Installation record (e.g., tap card) | No |  |  |  | Non-Lead - Copper | 1982 | 3/4 | Other | Yes | Visual inspection at the meter pit | 2014 | Meter Upgrades | Non-Lead | No | No |  | Single Family Residence |  |  | No
| 336 WILLOW CREEK DRIVE |  | No | No | Non-Lead - Copper | No | 1980 | 3/4 | Installation record (e.g., tap card) | No |  |  |  | Non-Lead - Plastic | 2006 | 3/4 | Installation date after lead ban | No |  |  |  | Non-Lead | No | No |  | Single Family Residence |  |  | No
| 337 WILLOW CREEK DRIVE |  | No | No | Non-Lead - Copper | No | 1980 | 3/4 | Installation record (e.g., tap card) | No |  |  |  | Non-Lead - Plastic | 2007 | 3/4 | Installation date after lead ban | No |  |  |  | Non-Lead | No | No |  | Single Family Residence |  |  | No
| 340 WILLOW CREEK DRIVE |  | No | No | Non-Lead - Copper | No | 1980 | 3/4 | Installation record (e.g., tap card) | No |  |  |  | Non-Lead - Plastic | 2003 | 3/4 | Installation date after lead ban | No |  |  |  | Non-Lead | No | No |  | Single Family Residence |  |  | No
| 342 WILLOW CREEK DRIVE |  | No | No | Non-Lead - Copper | No | 1980 | 3/4 | Installation record (e.g., tap card) | No |  |  |  | Non-Lead - Plastic | 2007 | 3/4 | Installation date after lead ban | No |  |  |  | Non-Lead | No | No |  | Single Family Residence |  |  | No
| 344 WILLOW CREEK DRIVE |  | No | No | Non-Lead - Copper | No | 1980 | 3/4 | Installation record (e.g., tap card) | No |  |  |  | Non-Lead - Plastic | 2005 | 3/4 | Installation date after lead ban | No |  |  |  | Non-Lead | No | No |  | Single Family Residence |  |  | No
| 345 WILLOW CREEK DRIVE |  | No | No | Non-Lead - Copper | No | 1980 | 3/4 | Installation record (e.g., tap card) | No |  |  |  | Non-Lead - Plastic | 2012 | 3/4 | Installation date after lead ban | No |  |  |  | Non-Lead | No | No |  | Single Family Residence |  |  | No
| 346 WILLOW CREEK DRIVE |  | No | No | Non-Lead - Copper | No | 1980 | 3/4 | Installation record (e.g., tap card) | No |  |  |  | Non-Lead - Plastic | 2005 | 3/4 | Installation date after lead ban | No |  |  |  | Non-Lead | No | No |  | Single Family Residence |  |  | No
| 347 WILLOW CREEK DRIVE |  | No | No | Non-Lead - Copper | No | 1980 | 3/4 | Installation record (e.g., tap card) | No |  |  |  | Non-Lead - Plastic | 2008 | 3/4 | Installation date after lead ban | No |  |  |  | Non-Lead | No | No |  | Single Family Residence |  |  | No
| 350 WILLOW CREEK DRIVE |  | No | No | Non-Lead - Copper | No | 1980 | 3/4 | Installation record (e.g., tap card) | No |  |  |  | Non-Lead - Plastic | 2004 | 3/4 | Installation date after lead ban | No |  |  |  | Non-Lead | No | No |  | Single Family Residence |  |  | No
| 351 WILLOW CREEK DRIVE |  | No | No | Non-Lead - Copper | No | 1980 | 3/4 | Installation record (e.g., tap card) | No |  |  |  | Non-Lead - Plastic | 2005 | 3/4 | Installation date after lead ban | No |  |  |  | Non-Lead | No | No |  | Single Family Residence |  |  | No
| 352 WILLOW CREEK DRIVE |  | No | No | Non-Lead - Copper | No | 1980 | 3/4 | Installation record (e.g., tap card) | No |  |  |  | Non-Lead - Plastic | 2005 | 3/4 | Installation date after lead ban | No |  |  |  | Non-Lead | No | No |  | Single Family Residence |  |  | No
| 356 WILLOW CREEK DRIVE |  | No | No | Non-Lead - Copper | No | 1980 | 3/4 | Installation record (e.g., tap card) | No |  |  |  | Non-Lead - Copper | 1997 | 3/4 | Installation date after lead ban | Yes | Visual inspection at the meter pit | 2023-08-10 |  | Non-Lead | No | No |  | Single Family Residence |  |  | No
| 357 WILLOW CREEK DRIVE |  | Yes - Other | No | Non-Lead - Copper | No | 1980 | 3/4 | Installation record (e.g., tap card) | No |  |  |  | Non-Lead - Copper | 1982 | 3/4 | Other | Yes | Visual inspection at the meter pit | 2014 | Meter Upgrades | Non-Lead | No | No |  | Building |  |  | No
| 358 WILLOW CREEK DRIVE |  | No | No | Non-Lead - Copper | No | 1980 | 3/4 | Installation record (e.g., tap card) | No |  |  |  | Non-Lead - Other | 1997 | 3/4 | Installation date after lead ban | Yes | Visual inspection at the meter pit | 2023-08-11 | copper, pex | Non-Lead | No | No |  | Single Family Residence |  |  | No
| 362 WILLOW CREEK DRIVE |  | No | No | Non-Lead - Copper | No | 1980 | 3/4 | Installation record (e.g., tap card) | No | Water quality sampling | 2022-02-01 |  | Non-Lead - Copper | 1985 | 3/4 |  | Yes | Water quality sampling | 2022-02-01 |  | Non-Lead | No | No |  | Single Family Residence |  |  | Yes
| 364 WILLOW CREEK DRIVE |  | No | No | Non-Lead - Copper | No | 1980 | 3/4 | Service line repair or replacement record | Yes | Mechanical excavation at one location | 2022-06-01 |  | Non-Lead - Copper | 1985 | 3/4 | Service line repair or replacement record | Yes | Mechanical excavation at one location | 2022-06-01 |  | Non-Lead | No | No |  | Single Family Residence |  |  | Yes
| 300 BOZEMAN WAY |  | No | No | Non-Lead - Copper | No | 1980 | 3/4 | Installation record (e.g., tap card) | No |  |  |  | Non-Lead - Copper | 1982 | 3/4 | Other | Yes | Visual inspection at the meter pit | 2014 | Meter Upgrades | Non-Lead | No | No |  | Single Family Residence |  |  | No
| 301 BOZEMAN WAY |  | No | No | Non-Lead - Copper | No | 1980 | 3/4 | Installation record (e.g., tap card) | No |  |  |  | Non-Lead - Copper | 1982 | 3/4 | Other | Yes | Visual inspection at the meter pit | 2014 | Meter Upgrades | Non-Lead | No | No |  | Single Family Residence |  |  | No
| 302 BOZEMAN WAY |  | No | No | Non-Lead - Copper | No | 1980 | 3/4 | Installation record (e.g., tap card) | No |  |  |  | Non-Lead - Copper | 1982 | 3/4 | Other | Yes | Visual inspection at the meter pit | 2014 | Meter Upgrades | Non-Lead | No | No |  | Single Family Residence |  |  | No
| 303 BOZEMAN WAY |  | No | No | Non-Lead - Copper | No | 1980 | 3/4 | Installation record (e.g., tap card) | No |  |  |  | Non-Lead - Copper | 1982 | 3/4 | Other | Yes | Visual inspection at the meter pit | 2014 | Meter Upgrades | Non-Lead | No | No |  | Single Family Residence |  |  | No
| 304 BOZEMAN WAY |  | No | No | Non-Lead - Copper | No | 1980 | 3/4 | Installation record (e.g., tap card) | No |  |  |  | Non-Lead - Copper | 1982 | 3/4 | Other | Yes | Visual inspection at the meter pit | 2014 | Meter Upgrades | Non-Lead | No | No |  | Single Family Residence |  |  | No
| 305 BOZEMAN WAY |  | No | No | Non-Lead - Copper | No | 1980 | 3/4 | Installation record (e.g., tap card) | No |  |  |  | Non-Lead - Copper | 1980 | 3/4 | Other | Yes | Visual inspection at the meter pit | 2014 | Meter Upgrades | Non-Lead | No | No |  | Single Family Residence |  |  | No
| 306 BOZEMAN WAY |  | No | No | Non-Lead - Copper | No | 1980 | 3/4 | Installation record (e.g., tap card) | No |  |  |  | Non-Lead - Copper | 1982 | 3/4 | Other | Yes | Visual inspection at the meter pit | 2014 | Meter Upgrades | Non-Lead | No | No |  | Single Family Residence |  |  | No
| 308 BOZEMAN WAY |  | No | No | Non-Lead - Copper | No | 1980 | 3/4 | Installation record (e.g., tap card) | No |  |  |  | Non-Lead - Copper | 1982 | 3/4 | Other | Yes | Visual inspection at the meter pit | 2014 | Meter Upgrades | Non-Lead | No | No |  | Single Family Residence |  |  | No
| 309 BOZEMAN WAY |  | No | No | Non-Lead - Copper | No | 1980 | 3/4 | Installation record (e.g., tap card) | No |  |  |  | Non-Lead - Plastic | 2006 | 3/4 | Installation date after lead ban | No |  |  |  | Non-Lead | No | No |  | Single Family Residence |  |  | No
| 301 SHADOW HILL LANE |  | No | No | Non-Lead - Copper | No | 1981 | 3/4 | Installation record (e.g., tap card) | No |  |  |  | Non-Lead - Plastic | 2000 | 3/4 | Installation date after lead ban | No |  |  |  | Non-Lead | No | No |  | Single Family Residence |  |  | No
| 302 SHADOW HILL LANE |  | No | No | Non-Lead - Copper | No | 1981 | 3/4 | Installation record (e.g., tap card) | Yes | Water quality sampling | 2022-02-01 |  | Non-Lead - Copper | 1985 | 3/4 | Water sampling only with no records | Yes | Water quality sampling | 2022-02-01 |  | Non-Lead | No | No |  | Single Family Residence |  |  | Yes
| 303 SHADOW HILL LANE |  | No | No | Non-Lead - Copper | No | 1981 | 3/4 | Installation record (e.g., tap card) | No |  |  |  | Non-Lead - Plastic | 2007 | 3/4 | Installation date after lead ban | No |  |  |  | Non-Lead | No | No |  | Single Family Residence |  |  | No
| 305 SHADOW HILL LANE |  | No | No | Non-Lead - Copper | No | 1981 | 3/4 | Installation record (e.g., tap card) | No |  |  |  | Non-Lead - Plastic | 2001 | 3/4 | Installation date after lead ban | No |  |  |  | Non-Lead | No | No |  | Single Family Residence |  |  | No
| 306 SHADOW HILL LANE |  | No | No | Non-Lead - Copper | No | 1981 | 3/4 | Installation record (e.g., tap card) | No |  |  |  | Non-Lead - Plastic | 2000 | 3/4 | Installation date after lead ban | No |  |  |  | Non-Lead | No | No |  | Single Family Residence |  |  | No
| 307 SHADOW HILL LANE |  | No | No | Non-Lead - Copper | No | 1981 | 3/4 | Installation record (e.g., tap card) | No |  |  |  | Non-Lead - Plastic | 2002 | 3/4 | Installation date after lead ban | No |  |  |  | Non-Lead | No | No |  | Single Family Residence |  |  | No
| 310 SHADOW HILL LANE |  | No | No | Non-Lead - Copper | No | 1981 | 3/4 | Installation record (e.g., tap card) | No |  |  |  | Non-Lead - Plastic | 2003 | 3/4 | Installation date after lead ban | No |  |  |  | Non-Lead | No | No |  | Single Family Residence |  |  | No
| 314 SHADOW HILL LANE |  | No | No | Non-Lead - Copper | No | 1981 | 3/4 | Installation record (e.g., tap card) | No |  |  |  | Non-Lead - Plastic | 2009 | 3/4 | Installation date after lead ban | No |  |  |  | Non-Lead | No | No |  | Single Family Residence |  |  | No
| 315 SHADOW HILL LANE |  | No | No | Non-Lead - Copper | No | 1981 | 3/4 | Installation record (e.g., tap card) | No |  |  |  | Non-Lead - Plastic | 2009 | 3/4 | Installation date after lead ban | No |  |  |  | Non-Lead | No | No |  | Single Family Residence |  |  | No
| 317 SHADOW HILL LANE |  | No | No | Non-Lead - Copper | No | 1981 | 3/4 | Installation record (e.g., tap card) | No |  |  |  | Non-Lead - Plastic | 2006 | 3/4 | Installation date after lead ban | No |  |  |  | Non-Lead | No | No |  | Single Family Residence |  |  | No
| 318 SHADOW HILL LANE |  | No | No | Non-Lead - Copper | No | 1981 | 3/4 | Installation record (e.g., tap card) | No |  |  |  | Non-Lead - Plastic | 2001 | 3/4 | Installation date after lead ban | No |  |  |  | Non-Lead | No | No |  | Single Family Residence |  |  | No
| 319 SHADOW HILL LANE |  | No | No | Non-Lead - Copper | No | 1981 | 3/4 | Installation record (e.g., tap card) | No |  |  |  | Non-Lead - Plastic | 2006 | 3/4 | Installation date after lead ban | No |  |  |  | Non-Lead | No | No |  | Single Family Residence |  |  | No
| 320 SHADOW HILL LANE |  | No | No | Non-Lead - Copper | No | 1981 | 3/4 | Installation record (e.g., tap card) | No |  |  |  | Non-Lead - Plastic | 2009 | 3/4 | Installation date after lead ban | No |  |  |  | Non-Lead | No | No |  | Single Family Residence |  |  | No
| 322 SHADOW HILL LANE |  | No | No | Non-Lead - Copper | No | 1981 | 3/4 | Installation record (e.g., tap card) | No |  |  |  | Non-Lead - Copper | 1982 | 3/4 | Other | Yes | Visual inspection at the meter pit | 2014 | Meter Upgrades | Non-Lead | No | No |  | Single Family Residence |  |  | No
| 324 SHADOW HILL LANE |  | No | No | Non-Lead - Copper | No | 1980 | 3/4 | Installation record (e.g., tap card) | No |  |  |  | Non-Lead - Copper | 1981 | 3/4 | Other | Yes | Visual inspection at the meter pit | 2014 | Meter Upgrades | Non-Lead | No | No |  | Single Family Residence |  |  | No
| 401 FREMONT DRIVE |  | No | No | Non-Lead - Copper | No | 1981 | 3/4 | Service line repair or replacement record | Yes | Mechanical excavation at one location | 2023-04-01 |  | Non-Lead - Plastic | 1998 | 3/4 | Service line repair or replacement record | Yes | Mechanical excavation at one location | 2023-04-01 |  | Non-Lead | No | No |  | Single Family Residence |  |  | No
| 405 FREMONT DRIVE |  | No | No | Non-Lead - Copper | No | 1981 | 3/4 | Installation record (e.g., tap card) | No |  |  |  | Non-Lead - Plastic | 2004 | 3/4 | Installation date after lead ban | No |  |  |  | Non-Lead | No | No |  | Single Family Residence |  |  | No
| 406 FREMONT DRIVE |  | No | No | Non-Lead - Copper | No | 1981 | 3/4 | Installation record (e.g., tap card) | No |  |  |  | Non-Lead - Plastic | 2007 | 3/4 | Installation date after lead ban | No |  |  |  | Non-Lead | No | No |  | Single Family Residence |  |  | No
| 408 FREMONT DRIVE |  | No | No | Non-Lead - Copper | No | 1981 | 3/4 | Installation record (e.g., tap card) | No |  |  |  | Non-Lead - Plastic | 2004 | 3/4 | Installation date after lead ban | No |  |  |  | Non-Lead | No | No |  | Single Family Residence |  |  | No
| 409 FREMONT DRIVE |  | No | No | Non-Lead - Copper | No | 1981 | 3/4 | Installation record (e.g., tap card) | No |  |  |  | Non-Lead - Plastic | 1995 | 3/4 | Installation date after lead ban | Yes | Customer self-identification | 2023-07-24 |  | Non-Lead | No | No |  | Single Family Residence |  |  | No
| 410 FREMONT DRIVE |  | No | No | Non-Lead - Copper | No | 1981 | 3/4 | Installation record (e.g., tap card) | No |  |  |  | Non-Lead - Plastic | 2002 | 3/4 | Installation date after lead ban | No |  |  |  | Non-Lead | No | No |  | Single Family Residence |  |  | No
| 415 FREMONT DRIVE |  | No | No | Non-Lead - Copper | No | 1981 | 3/4 | Installation record (e.g., tap card) | No |  |  |  | Non-Lead - Other | 1994 | 3/4 | Installation date after lead ban | Yes | Visual inspection at the meter pit | 2023-08-18 | copper, pex | Non-Lead | No | No |  | Single Family Residence |  |  | No
| 417 FREMONT DRIVE |  | No | No | Non-Lead - Copper | No | 1980 | 3/4 | Installation record (e.g., tap card) | No |  |  |  | Non-Lead - Plastic | 2004 | 3/4 | Installation date after lead ban | No |  |  |  | Non-Lead | No | No |  | Single Family Residence |  |  | No
| 400 CAMBRIA COURT |  | No | No | Non-Lead - Copper | No | 1981 | 3/4 | Installation record (e.g., tap card) | No |  |  |  | Non-Lead - Plastic | 2006 | 3/4 | Installation date after lead ban | No |  |  |  | Non-Lead | No | No |  | Single Family Residence |  |  | No
| 404 CAMBRIA COURT |  | No | No | Non-Lead - Copper | No | 1981 | 3/4 | Installation record (e.g., tap card) | Yes | Water quality sampling | 2022-02-01 |  | Non-Lead - Copper | 1985 | 3/4 | Water sampling only with no records | Yes | Water quality sampling | 2022-02-01 |  | Non-Lead | No | No |  | Single Family Residence |  |  | Yes
| 408 CAMBRIA COURT |  | No | No | Non-Lead - Copper | No | 1981 | 3/4 | Installation record (e.g., tap card) | No |  |  |  | Non-Lead - Plastic | 2001 | 3/4 | Installation date after lead ban | No |  |  |  | Non-Lead | No | No |  | Single Family Residence |  |  | No
| 409 CAMBRIA COURT |  | No | No | Non-Lead - Copper | No | 1981 | 3/4 | Installation record (e.g., tap card) | No |  |  |  | Non-Lead - Plastic | 2005 | 3/4 | Installation date after lead ban | No |  |  |  | Non-Lead | No | No |  | Single Family Residence |  |  | No
| 200 YELLOWSTONE CIRCLE |  | No | No | Non-Lead - Copper | No | 1982 | 3/4 | Installation record (e.g., tap card) | No |  |  |  | Non-Lead - Plastic | 1980 | 3/4 | Field inspection only with no records | Yes | Visual inspection at the meter pit | 2023-07-25 | Black poly in, grey plastic out | Non-Lead | No | No |  | Single Family Residence |  |  | No
| 201 YELLOWSTONE CIRCLE |  | No | No | Non-Lead - Copper | No | 1982 | 3/4 | Installation record (e.g., tap card) | No |  |  |  | Non-Lead - Plastic | 1985 | 3/4 |  | Yes | Visual inspection at the meter pit | 2023-08-21 | black poly | Non-Lead | No | No |  | Single Family Residence |  |  | No
| 202 YELLOWSTONE CIRCLE |  | No | No | Non-Lead - Copper | No | 1982 | 3/4 | Installation record (e.g., tap card) | No |  |  |  | Non-Lead - Copper | 2005 | 3/4 | Installation date after lead ban | Yes | Visual inspection at the meter pit | 2023-07-25 | Thermal riser, copper with plastic fitting out | Non-Lead | No | No |  | Single Family Residence |  |  | No
| 204 YELLOWSTONE CIRCLE |  | No | No | Non-Lead - Copper | No | 1982 | 3/4 | Installation record (e.g., tap card) | No |  |  |  | Non-Lead - Other | 1997 | 3/4 | Installation date after lead ban | Yes | Visual inspection at the meter pit | 2023-07-25 | copper in, a-pex out | Non-Lead | No | No |  | Single Family Residence |  |  | No
| 210 YELLOWSTONE CIRCLE |  | No | No | Non-Lead - Copper | No | 1982 | 3/4 | Installation record (e.g., tap card) | No |  |  |  | Non-Lead - Other | 2002 | 3/4 | Installation date after lead ban | Yes | Visual inspection at the meter pit | 2023-07-25 | brass in, Apex mix out, thermal riser | Non-Lead | No | No |  | Single Family Residence |  |  | No
| 212 YELLOWSTONE CIRCLE |  | No | No | Non-Lead - Copper | No | 1982 | 3/4 | Installation record (e.g., tap card) | No |  |  |  | Non-Lead - Copper | 1996 | 3/4 | Installation date after lead ban | Yes | Visual inspection at the meter pit | 2023-07-26 | copper in, copper out | Non-Lead | No | No |  | Single Family Residence |  |  | No
| 214 YELLOWSTONE CIRCLE |  | No | No | Non-Lead - Copper | No | 1982 | 3/4 | Installation record (e.g., tap card) | No |  |  |  | Non-Lead - Other | 1998 | 3/4 | Installation date after lead ban | Yes | Visual inspection at the meter pit | 2023-07-25 | copper in, black poly out | Non-Lead | No | No |  | Single Family Residence |  |  | No
| 216 YELLOWSTONE CIRCLE |  | No | No | Non-Lead - Plastic | No | 1982 | 3/4 | Installation record (e.g., tap card) | Yes | Water quality sampling | 2022-02-01 |  | Non-Lead - Plastic | 1986 | 3/4 | Installation date after lead ban | Yes | Visual inspection at the meter pit | 2023-07-25 | black poly in, copper out | Non-Lead | No | No |  | Single Family Residence |  |  | Yes
| 224 YELLOWSTONE CIRCLE |  | No | No | Non-Lead - Copper | No | 1982 | 3/4 | Installation record (e.g., tap card) | No |  |  |  | Non-Lead - Plastic | 1981 | 3/4 |  | Yes | Visual inspection at the meter pit | 2023-07-28 | plastic in, plastic out | Non-Lead | No | No |  | Single Family Residence |  |  | No
| 225 YELLOWSTONE CIRCLE |  | No | No | Non-Lead - Copper | No | 1982 | 3/4 | Installation record (e.g., tap card) | No |  |  |  | Non-Lead - Plastic | 1999 | 3/4 | Installation date after lead ban | Yes | Visual inspection at the meter pit | 2023-07-25 | Thermal riser, A-pex | Non-Lead | No | No |  | Single Family Residence |  |  | No
| 228 YELLOWSTONE CIRCLE |  | No | No | Non-Lead - Copper | No | 1982 | 3/4 | Installation record (e.g., tap card) | No |  |  |  | Non-Lead - Other | 2001 | 3/4 | Installation date after lead ban | Yes | Visual inspection at the meter pit | 2023-07-25 | Black poly GALVANIZED FITTINGS | Non-Lead | No | No |  | Single Family Residence |  |  | No
| 229 YELLOWSTONE CIRCLE |  | No | No | Non-Lead - Copper | No | 1982 | 3/4 | Installation record (e.g., tap card) | No |  |  |  | Non-Lead - Plastic | 1995 | 3/4 | Installation date after lead ban | Yes | Visual inspection at the meter pit | 2023-07-25 | Black poly in, grey plastic out | Non-Lead | No | No |  | Single Family Residence |  |  | No
| 231 YELLOWSTONE CIRCLE |  | No | No | Non-Lead - Copper | No | 1982 | 3/4 | Installation record (e.g., tap card) | No |  |  |  | Non-Lead - Plastic | 2003 | 3/4 | Installation date after lead ban | Yes | Visual inspection at the meter pit | 2023-07-25 | Thermal riser, a-pex, meter pex, poly | Non-Lead | No | No |  | Single Family Residence |  |  | No
| 232 YELLOWSTONE CIRCLE |  | No | No | Non-Lead - Copper | No | 1982 | 3/4 | Installation record (e.g., tap card) | No |  |  |  | Non-Lead - Plastic | 1999 | 3/4 | Installation date after lead ban | Yes | Visual inspection at the meter pit | 2023-07-25 | Thermal riser, pex | Non-Lead | No | No |  | Single Family Residence |  |  | No
| 235 YELLOWSTONE CIRCLE |  | No | No | Non-Lead - Copper | No | 1982 | 3/4 | Installation record (e.g., tap card) | No |  |  |  | Non-Lead - Copper | 1996 | 3/4 | Installation date after lead ban | Yes | Visual inspection at the meter pit | 2023-07-25 | copper meter | Non-Lead | No | No |  | Single Family Residence |  |  | No
| 240 YELLOWSTONE CIRCLE |  | No | No | Non-Lead - Copper | No | 1982 | 3/4 | Installation record (e.g., tap card) | No |  |  |  | Non-Lead - Plastic | 1977 | 3/4 | Field inspection only with no records | Yes | Visual inspection at the meter pit | 2023-07-25 | Black poly in, copper meter, black poly out, thermal riser | Non-Lead | No | No |  | Single Family Residence |  |  | No
| 242 YELLOWSTONE CIRCLE |  | No | No | Non-Lead - Copper | No | 1982 | 3/4 | Installation record (e.g., tap card) | No |  |  |  | Non-Lead - Copper | 1979 | 3/4 |  | Yes | Visual inspection at the meter pit | 2023-08-07 |  | Non-Lead | No | No |  | Single Family Residence |  |  | No
| 246 YELLOWSTONE CIRCLE |  | No | No | Non-Lead - Copper | No | 1982 | 3/4 | Installation record (e.g., tap card) | No |  |  |  | Non-Lead - Copper | 1983 | 3/4 | Field inspection only with no records | Yes | Visual inspection at the meter pit | 2023-07-25 |  | Non-Lead | No | No |  | Single Family Residence |  |  | No
| 248 YELLOWSTONE CIRCLE |  | No | No | Non-Lead - Copper | No | 1982 | 3/4 | Installation record (e.g., tap card) | Yes | Mechanical excavation at one location | 2023-05-01 |  | Non-Lead - Plastic | 1995 | 3/4 | Installation date after lead ban | Yes | Visual inspection at the meter pit | 2023-07-25 | black poly in, pex out | Non-Lead | No | No |  | Single Family Residence |  |  | No
| 253 YELLOWSTONE CIRCLE |  | No | No | Non-Lead - Copper | No | 1982 | 3/4 | Installation record (e.g., tap card) | No |  |  |  | Non-Lead - Plastic | 1984 | 3/4 | Field inspection only with no records | Yes | Visual inspection at the meter pit | 2023-07-25 | black poly, thermal riser | Non-Lead | No | No |  | Single Family Residence |  |  | No
| 258 YELLOWSTONE CIRCLE |  | No | No | Non-Lead - Copper | No | 1982 | 3/4 | Installation record (e.g., tap card) | No |  |  |  | Non-Lead - Other | 2009 | 3/4 | Installation date after lead ban | Yes | Visual inspection at the meter pit | 2023-07-26 | Thermal riser, copper meter pex | Non-Lead | No | No |  | Single Family Residence |  |  | No
| 260 YELLOWSTONE CIRCLE |  | No | No | Non-Lead - Copper | No | 1982 | 3/4 | Installation record (e.g., tap card) | No |  |  |  | Non-Lead - Plastic | 1985 | 3/4 | Other | Yes | Visual inspection at the meter pit | 2023-07-25 | poly pit, pex meter | Non-Lead | No | No |  | Single Family Residence |  |  | No
| 262 YELLOWSTONE CIRCLE |  | No | No | Non-Lead - Copper | No | 1982 | 3/4 | Installation record (e.g., tap card) | No |  |  |  | Non-Lead - Plastic | 1997 | 3/4 | Installation date after lead ban | Yes | Visual inspection at the meter pit | 2023-07-25 | black poly in, pex out | Non-Lead | No | No |  | Single Family Residence |  |  | No
| 266 YELLOWSTONE CIRCLE |  | No | No | Non-Lead - Copper | No | 1982 | 3/4 | Installation record (e.g., tap card) | No |  |  |  | Non-Lead - Plastic | 1996 | 3/4 | Installation date after lead ban | Yes | Visual inspection at the meter pit | 2023-07-26 | black poly | Non-Lead | No | No |  | Single Family Residence |  |  | No
| 269 YELLOWSTONE CIRCLE |  | No | No | Non-Lead - Copper | No | 1982 | 3/4 | Installation record (e.g., tap card) | No |  |  |  | Non-Lead - Copper | 2000 | 3/4 | Installation date after lead ban | Yes | Visual inspection at the meter pit | 2023-07-25 |  | Non-Lead | No | No |  | Single Family Residence |  |  | No
| 271 YELLOWSTONE CIRCLE |  | No | No | Non-Lead - Copper | No | 1982 | 3/4 | Installation record (e.g., tap card) | No |  |  |  | Non-Lead - Plastic | 1996 | 3/4 | Installation date after lead ban | Yes | Visual inspection at the meter pit | 2023-07-26 | black poly | Non-Lead | No | No |  | Single Family Residence |  |  | No
| 274 YELLOWSTONE CIRCLE |  | No | No | Non-Lead - Copper | No | 1982 | 3/4 | Installation record (e.g., tap card) | No |  |  |  | Non-Lead - Other | 1981 | 3/4 |  | Yes | Visual inspection at the meter pit | 2023-07-26 | copper in pex out | Non-Lead | No | No |  | Single Family Residence |  |  | No
| 501 HAY CREEK ROAD |  | No | No | Non-Lead - Copper | No | 1979 | 3/4 | Installation record (e.g., tap card) | No |  |  |  | Non-Lead - Copper | 1978 | 3/4 | Other | Yes | Visual inspection at the meter pit | 2014 | Meter Upgrades | Non-Lead | No | No |  | Single Family Residence |  |  | No
| 505 HAY CREEK ROAD |  | No | No | Non-Lead - Copper | No | 1979 | 3/4 | Installation record (e.g., tap card) | No |  |  |  | Non-Lead - Copper | 1978 | 3/4 | Other | Yes | Visual inspection at the meter pit | 2014 | Meter Upgrades | Non-Lead | No | No |  | Single Family Residence |  |  | No
| 509 HAY CREEK ROAD |  | No | No | Non-Lead - Copper | No | 1979 | 3/4 | Installation record (e.g., tap card) | No |  |  |  | Non-Lead - Copper | 1979 | 3/4 | Other | Yes | Visual inspection at the meter pit | 2014 | Meter Upgrades | Non-Lead | No | No |  | Single Family Residence |  |  | No
| 513 HAY CREEK ROAD |  | No | No | Non-Lead - Copper | No | 1979 | 3/4 | Installation record (e.g., tap card) | No |  |  |  | Non-Lead - Copper | 1979 | 3/4 | Other | Yes | Visual inspection at the meter pit | 2014 | Meter Upgrades | Non-Lead | No | No |  | Single Family Residence |  |  | No
| 517 HAY CREEK ROAD |  | No | No | Non-Lead - Copper | No | 1979 | 3/4 | Installation record (e.g., tap card) | No |  |  |  | Non-Lead - Copper | 1979 | 3/4 | Other | Yes | Visual inspection at the meter pit | 2014 | Meter Upgrades | Non-Lead | No | No |  | Single Family Residence |  |  | No
| 551 HAY CREEK ROAD |  | No | No | Non-Lead - Copper | No | 1981 | 1 | Installation record (e.g., tap card) | No |  |  |  | Non-Lead - Plastic | 2009 | 1 | Installation date after lead ban | No |  |  |  | Non-Lead | No | No |  | Single Family Residence |  |  | No
| 553 HAY CREEK ROAD |  | No | No | Non-Lead - Copper | No | 1981 | 1 | Installation record (e.g., tap card) | No |  |  |  | Non-Lead - Plastic | 2009 | 1 | Installation date after lead ban | No |  |  |  | Non-Lead | No | No |  | Single Family Residence |  |  | No
| 555 HAY CREEK ROAD |  | No | No | Non-Lead - Copper | No | 1981 | 1 | Installation record (e.g., tap card) | No |  |  |  | Non-Lead - Plastic | 2009 | 1 | Installation date after lead ban | No |  |  |  | Non-Lead | No | No |  | Single Family Residence |  |  | No
| 557 HAY CREEK ROAD |  | No | No | Non-Lead - Copper | No | 1981 | 1 | Installation record (e.g., tap card) | No |  |  |  | Non-Lead - Plastic | 2009 | 1 | Installation date after lead ban | No |  |  |  | Non-Lead | No | No |  | Single Family Residence |  |  | No
| 559 HAY CREEK ROAD |  | No | No | Non-Lead - Copper | No | 1981 | 1 | Installation record (e.g., tap card) | No |  |  |  | Non-Lead - Plastic | 2009 | 1 | Installation date after lead ban | No |  |  |  | Non-Lead | No | No |  | Single Family Residence |  |  | No
| 561 HAY CREEK ROAD |  | No | No | Non-Lead - Copper | No | 1981 | 1 | Installation record (e.g., tap card) | No |  |  |  | Non-Lead - Plastic | 2009 | 1 | Installation date after lead ban | No |  |  |  | Non-Lead | No | No |  | Single Family Residence |  |  | No
| 563 HAY CREEK ROAD |  | No | No | Non-Lead - Copper | No | 1981 | 1 | Installation record (e.g., tap card) | No |  |  |  | Non-Lead - Plastic | 2010 | 1 | Installation date after lead ban | No |  |  |  | Non-Lead | No | No |  | Single Family Residence |  |  | No
| 565 HAY CREEK ROAD |  | No | No | Non-Lead - Copper | No | 1981 | 1 | Installation record (e.g., tap card) | No |  |  |  | Non-Lead - Plastic | 2009 | 1 | Installation date after lead ban | No |  |  |  | Non-Lead | No | No |  | Single Family Residence |  |  | No
| 566 HAY CREEK ROAD |  | No | No | Non-Lead - Copper | No | 1981 | 3/4 | Installation record (e.g., tap card) | No |  |  |  | Non-Lead - Copper | 1981 | 3/4 |  | Yes | Visual inspection at the meter pit | 2023-07-26 | copper in copper out | Non-Lead | No | No |  | Single Family Residence |  |  | No
| 567 HAY CREEK ROAD |  | No | No | Non-Lead - Copper | No | 1981 | 1 | Installation record (e.g., tap card) | No |  |  |  | Non-Lead - Plastic | 2009 | 1 | Installation date after lead ban | No |  |  |  | Non-Lead | No | No |  | Single Family Residence |  |  | No
| 569 HAY CREEK ROAD |  | No | No | Non-Lead - Copper | No | 1981 | 1 | Installation record (e.g., tap card) | No |  |  |  | Non-Lead - Plastic | 2009 | 1 | Installation date after lead ban | No |  |  |  | Non-Lead | No | No |  | Single Family Residence |  |  | No
| 570 HAY CREEK ROAD |  | No | No | Non-Lead - Copper | No | 1981 | 3/4 | Service line repair or replacement record | Yes | Mechanical excavation at one location | 2019-06-01 |  | Non-Lead - Copper | 1998 | 3/4 | Service line repair or replacement record | Yes | Mechanical excavation at one location | 2019-06-01 |  | Non-Lead | No | No |  | Single Family Residence |  |  | No
| 571 HAY CREEK ROAD |  | No | No | Non-Lead - Copper | No | 1981 | 1 | Installation record (e.g., tap card) | No |  |  |  | Non-Lead - Plastic | 2009 | 1 | Installation date after lead ban | No |  |  |  | Non-Lead | No | No |  | Single Family Residence |  |  | No
| 572 HAY CREEK ROAD |  | No | No | Non-Lead - Copper | No | 1981 | 3/4 | Service line repair or replacement record | Yes | Mechanical excavation at one location | 2023-04-01 |  | Non-Lead - Copper | 1980 | 3/4 | Service line repair or replacement record | Yes | Mechanical excavation at one location | 2023-04-01 |  | Non-Lead | No | No |  | Single Family Residence |  |  | No
| 573 HAY CREEK ROAD |  | No | No | Non-Lead - Copper | No | 1981 | 1 | Installation record (e.g., tap card) | No |  |  |  | Non-Lead - Plastic | 2021 | 1 | Installation date after lead ban | No |  |  |  | Non-Lead | No | No |  | Single Family Residence |  |  | No
| 574 HAY CREEK ROAD |  | No | No | Non-Lead - Copper | No | 1981 | 3/4 | Installation record (e.g., tap card) | No |  |  |  | Non-Lead - Other | 1993 | 3/4 | Installation date after lead ban | Yes | Visual inspection at the meter pit | 2023-08-17 | thermal riser, copper, pex | Non-Lead | No | No |  | Single Family Residence |  |  | No
| 578 HAY CREEK ROAD |  | No | No | Non-Lead - Copper | No | 1981 | 3/4 | Installation record (e.g., tap card) | No |  |  |  | Non-Lead - Copper | 1983 | 3/4 | Other | Yes | Visual inspection at the meter pit | 2023-07-26 | copper in house | Non-Lead | No | No |  | Single Family Residence |  |  | No
| 580 HAY CREEK ROAD |  | No | No | Non-Lead - Copper | No | 1981 | 3/4 | Installation record (e.g., tap card) | No |  |  |  | Galvanized | 1980 | 3/4 | Other | Yes | Visual inspection at the meter pit | 2023-07-25 | copper in, brass black pipe galvanized pipe and fittings | Non-Lead | No | No |  | Single Family Residence |  |  | No
| 586 HAY CREEK ROAD |  | No | No | Non-Lead - Copper | No | 1981 | 3/4 | Installation record (e.g., tap card) | No |  |  |  | Non-Lead - Plastic | 2001 | 3/4 | Installation date after lead ban | No |  |  |  | Non-Lead | No | No |  | Single Family Residence |  |  | No
| 590 HAY CREEK ROAD |  | No | No | Non-Lead - Copper | No | 1981 | 3/4 | Installation record (e.g., tap card) | No |  |  |  | Non-Lead - Plastic | 2001 | 3/4 | Installation date after lead ban | No |  |  |  | Non-Lead | No | No |  | Single Family Residence |  |  | No
| 594 HAY CREEK ROAD |  | No | No | Non-Lead - Copper | No | 1981 | 3/4 | Installation record (e.g., tap card) | No |  |  |  | Non-Lead - Plastic | 2001 | 3/4 | Installation date after lead ban | No |  |  |  | Non-Lead | No | No |  | Single Family Residence |  |  | No
| 596 HAY CREEK ROAD |  | No | No | Non-Lead - Copper | No | 1981 | 3/4 | Installation record (e.g., tap card) | No |  |  |  | Non-Lead - Plastic | 2013 | 3/4 | Installation date after lead ban | No |  |  |  | Non-Lead | No | No |  | Single Family Residence |  |  | No
| 597 HAY CREEK ROAD |  | No | No | Non-Lead - Copper | No | 1981 | 1 | Installation record (e.g., tap card) | No |  |  |  | Non-Lead - Plastic | 2013 | 1 | Installation date after lead ban | No |  |  |  | Non-Lead | No | No |  | Single Family Residence |  |  | No
| 620 HAY CREEK ROAD |  | No | No | Non-Lead - Copper | No | 1981 | 3/4 | Service line repair or replacement record | Yes | Mechanical excavation at one location | 2020-07-01 |  | Non-Lead - Copper | 1997 | 3/4 | Service line repair or replacement record | Yes | Mechanical excavation at one location | 2020-07-01 |  | Non-Lead | No | No |  | Single Family Residence |  |  | No
| 300 GLENN COURT |  | No | No | Non-Lead - Copper | No | 2008 | 1 | Installation record (e.g., tap card) | No |  |  |  | Non-Lead - Plastic | 2010 | 1 | Installation date after lead ban | No |  |  |  | Non-Lead | No | No |  | Single Family Residence |  |  | No
| 301 GLENN COURT |  | No | No | Non-Lead - Copper | No | 2008 | 1 | Installation record (e.g., tap card) | No |  |  |  | Non-Lead - Plastic | 2010 | 1 | Installation date after lead ban | No |  |  |  | Non-Lead | No | No |  | Single Family Residence |  |  | No
| 302 GLENN COURT |  | No | No | Non-Lead - Copper | No | 2008 | 1 | Installation record (e.g., tap card) | No |  |  |  | Non-Lead - Plastic | 2010 | 1 | Installation date after lead ban | No |  |  |  | Non-Lead | No | No |  | Single Family Residence |  |  | No
| 303 GLENN COURT |  | No | No | Non-Lead - Copper | No | 2008 | 1 | Installation record (e.g., tap card) | No |  |  |  | Non-Lead - Plastic | 2010 | 1 | Installation date after lead ban | No |  |  |  | Non-Lead | No | No |  | Single Family Residence |  |  | No
| 304 GLENN COURT |  | No | No | Non-Lead - Copper | No | 2008 | 1 | Installation record (e.g., tap card) | No |  |  |  | Non-Lead - Plastic | 2013 | 1 | Installation date after lead ban | No |  |  |  | Non-Lead | No | No |  | Single Family Residence |  |  | No
| 305 GLENN COURT |  | No | No | Non-Lead - Copper | No | 2008 | 1 | Installation record (e.g., tap card) | No |  |  |  | Non-Lead - Plastic | 2011 | 1 | Installation date after lead ban | No |  |  |  | Non-Lead | No | No |  | Single Family Residence |  |  | No
| 306 GLENN COURT |  | No | No | Non-Lead - Copper | No | 2008 | 1 | Installation record (e.g., tap card) | No |  |  |  | Non-Lead - Plastic | 2010 | 1 | Installation date after lead ban | No |  |  |  | Non-Lead | No | No |  | Single Family Residence |  |  | No
| 307 GLENN COURT |  | No | No | Non-Lead - Copper | No | 2008 | 1 | Installation record (e.g., tap card) | No |  |  |  | Non-Lead - Plastic | 2010 | 1 | Installation date after lead ban | No |  |  |  | Non-Lead | No | No |  | Single Family Residence |  |  | No
| 308 GLENN COURT |  | No | No | Non-Lead - Copper | No | 2008 | 1 | Installation record (e.g., tap card) | No |  |  |  | Non-Lead - Plastic | 2010 | 1 | Installation date after lead ban | No |  |  |  | Non-Lead | No | No |  | Single Family Residence |  |  | No
| 309 GLENN COURT |  | No | No | Non-Lead - Copper | No | 2008 | 1 | Installation record (e.g., tap card) | No |  |  |  | Non-Lead - Plastic | 2010 | 1 | Installation date after lead ban | No |  |  |  | Non-Lead | No | No |  | Single Family Residence |  |  | No
| 311 GLENN COURT |  | No | No | Non-Lead - Copper | No | 2008 | 1 | Installation record (e.g., tap card) | No |  |  |  | Non-Lead - Plastic | 2012 | 1 | Installation date after lead ban | No |  |  |  | Non-Lead | No | No |  | Single Family Residence |  |  | No
| 300 CHARCOAL COURT |  | No | No | Non-Lead - Copper | No | 1980 | 3/4 | Installation record (e.g., tap card) | No |  |  |  | Non-Lead - Plastic | 2002 | 3/4 | Installation date after lead ban | No |  |  |  | Non-Lead | No | No |  | Single Family Residence |  |  | No
| 301 CHARCOAL COURT |  | No | No | Non-Lead - Copper | No | 1980 | 3/4 | Installation record (e.g., tap card) | No |  |  |  | Non-Lead - Copper | 1981 | 3/4 | Other | Yes | Visual inspection at the meter pit | 2014 | Meter Upgrades | Non-Lead | No | No |  | Single Family Residence |  |  | No
| 303 CHARCOAL COURT |  | No | No | Non-Lead - Copper | No | 1980 | 3/4 | Installation record (e.g., tap card) | No |  |  |  | Non-Lead - Copper | 1981 | 3/4 | Other | Yes | Visual inspection at the meter pit | 2014 | Meter Upgrades | Non-Lead | No | No |  | Single Family Residence |  |  | No
| 305 CHARCOAL COURT |  | No | No | Non-Lead - Copper | No | 1980 | 3/4 | Installation record (e.g., tap card) | No |  |  |  | Non-Lead - Copper | 1981 | 3/4 | Other | Yes | Visual inspection at the meter pit | 2014 | Meter Upgrades | Non-Lead | No | No |  | Single Family Residence |  |  | No
| 307 CHARCOAL COURT |  | No | No | Non-Lead - Copper | No | 1980 | 3/4 | Installation record (e.g., tap card) | No |  |  |  | Non-Lead - Copper | 1981 | 3/4 | Other | Yes | Visual inspection at the meter pit | 2014 | Meter Upgrades | Non-Lead | No | No |  | Single Family Residence |  |  | No
| 309 CHARCOAL COURT |  | No | No | Non-Lead - Copper | No | 1980 | 3/4 | Installation record (e.g., tap card) | No |  |  |  | Non-Lead - Copper | 1981 | 3/4 | Other | Yes | Visual inspection at the meter pit | 2014 | Meter Upgrades | Non-Lead | No | No |  | Single Family Residence |  |  | No
| 311 CHARCOAL COURT |  | No | No | Non-Lead - Copper | No | 1980 | 3/4 | Installation record (e.g., tap card) | No |  |  |  | Non-Lead - Copper | 1981 | 3/4 | Other | Yes | Visual inspection at the meter pit | 2014 | Meter Upgrades | Non-Lead | No | No |  | Single Family Residence |  |  | No
| 313 CHARCOAL COURT |  | No | No | Non-Lead - Copper | No | 1980 | 3/4 | Installation record (e.g., tap card) | No |  |  |  | Non-Lead - Copper | 1981 | 3/4 | Other | Yes | Visual inspection at the meter pit | 2014 | Meter Upgrades | Non-Lead | No | No |  | Single Family Residence |  |  | No
| 315 CHARCOAL COURT |  | No | No | Non-Lead - Copper | No | 1980 | 3/4 | Installation record (e.g., tap card) | No |  |  |  | Non-Lead - Copper | 1981 | 3/4 | Other | Yes | Visual inspection at the meter pit | 2014 | Meter Upgrades | Non-Lead | No | No |  | Single Family Residence |  |  | No
| 316-A CHARCOAL COURT |  | No | No | Non-Lead - Copper | No | 1980 | 3/4 | Installation record (e.g., tap card) | No |  |  |  | Non-Lead - Copper | 1983 | 3/4 | Other | Yes | Visual inspection at the meter pit | 2014 | Meter Upgrades | Non-Lead | No | No |  | Single Family Residence |  |  | No
| 316-B CHARCOAL COURT |  | No | No | Non-Lead - Copper | No | 1980 | 3/4 | Installation record (e.g., tap card) | No |  |  |  | Non-Lead - Copper | 1983 | 3/4 | Other | Yes | Visual inspection at the meter pit | 2014 | Meter Upgrades | Non-Lead | No | No |  | Single Family Residence |  |  | No
| 317 CHARCOAL COURT |  | No | No | Non-Lead - Copper | No | 1980 | 3/4 | Installation record (e.g., tap card) | No |  |  |  | Non-Lead - Copper | 1982 | 3/4 | Other | Yes | Visual inspection at the meter pit | 2014 | Meter Upgrades | Non-Lead | No | No |  | Single Family Residence |  |  | No
| 318 CHARCOAL COURT |  | No | No | Non-Lead - Copper | No | 1980 | 3/4 | Installation record (e.g., tap card) | No |  |  |  | Non-Lead - Copper | 1982 | 3/4 | Other | Yes | Visual inspection at the meter pit | 2014 | Meter Upgrades | Non-Lead | No | No |  | Single Family Residence |  |  | No
| 300 HIGHRIDGE CIRCLE |  | No | No | Non-Lead - Copper | No | 1977 | 3/4 | Installation record (e.g., tap card) | No |  |  |  | Non-Lead - Plastic | 2004 | 3/4 | Installation date after lead ban | No |  |  |  | Non-Lead | No | No |  | Single Family Residence |  |  | No
| 301 HIGHRIDGE CIRCLE |  | No | No | Non-Lead - Copper | No | 1977 | 3/4 | Installation record (e.g., tap card) | No |  |  |  | Non-Lead - Copper | 1981 | 3/4 | Other | Yes | Visual inspection at the meter pit | 2014 | Meter Upgrades | Non-Lead | No | No |  | Single Family Residence |  |  | No
| 302 HIGHRIDGE CIRCLE |  | No | No | Non-Lead - Copper | No | 1977 | 3/4 | Service line repair or replacement record | Yes | Mechanical excavation at one location | 2015-06-01 |  | Non-Lead - Plastic | 2006 | 3/4 | Installation date after lead ban | Yes | Mechanical excavation at one location | 2015-06-01 |  | Non-Lead | No | No |  | Single Family Residence |  |  | No
| 303 HIGHRIDGE CIRCLE |  | No | No | Non-Lead - Copper | No | 1977 | 3/4 | Installation record (e.g., tap card) | No |  |  |  | Non-Lead - Copper | 1978 | 3/4 | Other | Yes | Visual inspection at the meter pit | 2014 | Meter Upgrades | Non-Lead | No | No |  | Single Family Residence |  |  | No
| 304 HIGHRIDGE CIRCLE |  | No | No | Non-Lead - Copper | No | 1977 | 3/4 | Installation record (e.g., tap card) | No |  |  |  | Non-Lead - Copper | 1978 | 3/4 | Other | Yes | Visual inspection at the meter pit | 2014 | Meter Upgrades | Non-Lead | No | No |  | Single Family Residence |  |  | No
| 305 HIGHRIDGE CIRCLE |  | No | No | Non-Lead - Copper | No | 1977 | 3/4 | Installation record (e.g., tap card) | No |  |  |  | Non-Lead - Copper | 1978 | 3/4 | Other | Yes | Visual inspection at the meter pit | 2014 | Meter Upgrades | Non-Lead | No | No |  | Single Family Residence |  |  | No
| 306 HIGHRIDGE CIRCLE |  | No | No | Non-Lead - Copper | No | 1977 | 3/4 | Installation record (e.g., tap card) | No |  |  |  | Non-Lead - Copper | 1979 | 3/4 | Other | Yes | Visual inspection at the meter pit | 2014 | Meter Upgrades | Non-Lead | No | No |  | Single Family Residence |  |  | No
| 307 HIGHRIDGE CIRCLE |  | No | No | Non-Lead - Copper | No | 1977 | 3/4 | Installation record (e.g., tap card) | No |  |  |  | Non-Lead - Copper | 1978 | 3/4 | Other | Yes | Visual inspection at the meter pit | 2014 | Meter Upgrades | Non-Lead | No | No |  | Single Family Residence |  |  | No
| 308 HIGHRIDGE CIRCLE |  | No | No | Non-Lead - Copper | No | 1977 | 3/4 | Service line repair or replacement record | Yes | Mechanical excavation at one location | 2022-06-06 |  | Non-Lead - Copper | 1977 | 3/4 | Service line repair or replacement record | Yes | Mechanical excavation at one location | 2022-06-06 |  | Non-Lead | No | No |  | Single Family Residence |  |  | No
| 309 HIGHRIDGE CIRCLE |  | No | No | Non-Lead - Copper | No | 1977 | 3/4 | Installation record (e.g., tap card) | No |  |  |  | Non-Lead - Copper | 1978 | 3/4 | Other | Yes | Visual inspection at the meter pit | 2014 | Meter Upgrades | Non-Lead | No | No |  | Single Family Residence |  |  | No
| 310 HIGHRIDGE CIRCLE |  | No | No | Non-Lead - Copper | No | 1977 | 3/4 | Installation record (e.g., tap card) | No |  |  |  | Non-Lead - Copper | 1978 | 3/4 | Other | Yes | Visual inspection at the meter pit | 2014 | Meter Upgrades | Non-Lead | No | No |  | Single Family Residence |  |  | No
| 311 HIGHRIDGE CIRCLE |  | No | No | Non-Lead - Copper | No | 1977 | 3/4 | Installation record (e.g., tap card) | No |  |  |  | Non-Lead - Copper | 1978 | 3/4 | Other | Yes | Visual inspection at the meter pit | 2014 | Meter Upgrades | Non-Lead | No | No |  | Single Family Residence |  |  | No
| 312 HIGHRIDGE CIRCLE |  | No | No | Non-Lead - Copper | No | 1977 | 3/4 | Installation record (e.g., tap card) | No |  |  |  | Non-Lead - Copper | 1978 | 3/4 | Other | Yes | Visual inspection at the meter pit | 2014 | Meter Upgrades | Non-Lead | No | No |  | Single Family Residence |  |  | No
| 313 HIGHRIDGE CIRCLE |  | No | No | Non-Lead - Copper | No | 1977 | 3/4 | Service line repair or replacement record | Yes | Mechanical excavation at one location | 2018-09-01 |  | Non-Lead - Copper | 1978 | 3/4 | Service line repair or replacement record | Yes | Mechanical excavation at one location | 2018-09-01 |  | Non-Lead | No | No |  | Single Family Residence |  |  | No
| 314 HIGHRIDGE CIRCLE |  | No | No | Non-Lead - Copper | No | 1977 | 3/4 | Installation record (e.g., tap card) | No |  |  |  | Non-Lead - Copper | 1979 | 3/4 | Other | Yes | Visual inspection at the meter pit | 2014 | Meter Upgrades | Non-Lead | No | No |  | Single Family Residence |  |  | No
| 315 HIGHRIDGE CIRCLE |  | No | No | Non-Lead - Copper | No | 1977 | 3/4 | Installation record (e.g., tap card) | No |  |  |  | Non-Lead - Copper | 1978 | 3/4 | Other | Yes | Visual inspection at the meter pit | 2014 | Meter Upgrades | Non-Lead | No | No |  | Single Family Residence |  |  | No
| 316 HIGHRIDGE CIRCLE |  | No | No | Non-Lead - Copper | No | 1977 | 3/4 | Installation record (e.g., tap card) | No |  |  |  | Non-Lead - Copper | 1979 | 3/4 | Other | Yes | Visual inspection at the meter pit | 2014 | Meter Upgrades | Non-Lead | No | No |  | Single Family Residence |  |  | No
| 317 HIGHRIDGE CIRCLE |  | No | No | Non-Lead - Copper | No | 1977 | 3/4 | Installation record (e.g., tap card) | No |  |  |  | Non-Lead - Copper | 1978 | 3/4 | Other | Yes | Visual inspection at the meter pit | 2014 | Meter Upgrades | Non-Lead | No | No |  | Single Family Residence |  |  | No
| 326 HIGHRIDGE CIRCLE |  | No | No | Non-Lead - Copper | No | 1977 | 3/4 | Service line repair or replacement record | Yes | Mechanical excavation at one location | 2019-10-01 |  | Non-Lead - Copper | 1978 | 3/4 | Service line repair or replacement record | Yes | Mechanical excavation at one location | 2019-10-01 |  | Non-Lead | No | No |  | Single Family Residence |  |  | No
| 328 HIGHRIDGE CIRCLE |  | No | No | Non-Lead - Copper | No | 1977 | 3/4 | Installation record (e.g., tap card) | No |  |  |  | Non-Lead - Copper | 1979 | 3/4 | Other | Yes | Visual inspection at the meter pit | 2014 | Meter Upgrades | Non-Lead | No | No |  | Single Family Residence |  |  | No
| 330 HIGHRIDGE CIRCLE |  | No | No | Non-Lead - Copper | No | 1977 | 3/4 | Installation record (e.g., tap card) | No |  |  |  | Non-Lead - Copper | 1979 | 3/4 | Other | Yes | Visual inspection at the meter pit | 2014 | Meter Upgrades | Non-Lead | No | No |  | Single Family Residence |  |  | No
| 331 HIGHRIDGE CIRCLE |  | No | No | Non-Lead - Copper | No | 1977 | 3/4 | Installation record (e.g., tap card) | No |  |  |  | Non-Lead - Copper | 1978 | 3/4 | Other | Yes | Visual inspection at the meter pit | 2014 | Meter Upgrades | Non-Lead | No | No |  | Single Family Residence |  |  | No
| 332 HIGHRIDGE CIRCLE |  | No | No | Non-Lead - Copper | No | 1977 | 3/4 | Installation record (e.g., tap card) | No |  |  |  | Non-Lead - Copper | 1979 | 3/4 | Other | Yes | Visual inspection at the meter pit | 2014 | Meter Upgrades | Non-Lead | No | No |  | Single Family Residence |  |  | No
| 333 HIGHRIDGE CIRCLE |  | No | No | Non-Lead - Copper | No | 1977 | 3/4 | Installation record (e.g., tap card) | No |  |  |  | Non-Lead - Copper | 1978 | 3/4 | Other | Yes | Visual inspection at the meter pit | 2014 | Meter Upgrades | Non-Lead | No | No |  | Single Family Residence |  |  | No
| 334 HIGHRIDGE CIRCLE |  | No | No | Non-Lead - Copper | No | 1977 | 3/4 | Service line repair or replacement record | Yes | Mechanical excavation at one location | 2018-07-01 |  | Non-Lead - Copper | 1978 | 3/4 | Service line repair or replacement record | Yes | Mechanical excavation at one location | 2018-07-01 |  | Non-Lead | No | No |  | Single Family Residence |  |  | No
| 335 HIGHRIDGE CIRCLE |  | No | No | Non-Lead - Copper | No | 1977 | 3/4 | Installation record (e.g., tap card) | No |  |  |  | Non-Lead - Copper | 1978 | 3/4 | Other | Yes | Visual inspection at the meter pit | 2014 | Meter Upgrades | Non-Lead | No | No |  | Single Family Residence |  |  | No
| 336 HIGHRIDGE CIRCLE |  | No | No | Non-Lead - Copper | No | 1977 | 3/4 | Service line repair or replacement record | Yes | Mechanical excavation at one location | 2022-06-14 |  | Non-Lead - Copper | 1979 | 3/4 | Service line repair or replacement record | Yes | Mechanical excavation at one location | 2022-06-14 |  | Non-Lead | No | No |  | Single Family Residence |  |  | No
| 337 HIGHRIDGE CIRCLE |  | No | No | Non-Lead - Copper | No | 1977 | 3/4 | Installation record (e.g., tap card) | No |  |  |  | Non-Lead - Copper | 1978 | 3/4 | Other | Yes | Visual inspection at the meter pit | 2014 | Meter Upgrades | Non-Lead | No | No |  | Single Family Residence |  |  | No
| 338 HIGHRIDGE CIRCLE |  | No | No | Non-Lead - Copper | No | 1977 | 3/4 | Installation record (e.g., tap card) | No |  |  |  | Non-Lead - Copper | 1978 | 3/4 | Other | Yes | Visual inspection at the meter pit | 2014 | Meter Upgrades | Non-Lead | No | No |  | Single Family Residence |  |  | No
| 341 HIGHRIDGE CIRCLE |  | No | No | Non-Lead - Copper | No | 1977 | 3/4 | Installation record (e.g., tap card) | No |  |  |  | Non-Lead - Copper | 1978 | 3/4 | Other | Yes | Visual inspection at the meter pit | 2014 | Meter Upgrades | Non-Lead | No | No |  | Single Family Residence |  |  | No
| 342 HIGHRIDGE CIRCLE |  | No | No | Non-Lead - Copper | No | 1977 | 3/4 | Installation record (e.g., tap card) | No |  |  |  | Non-Lead - Plastic | 1999 | 3/4 |  | Yes | Visual inspection at the meter pit | 2023-08-18 | black poly, white pvc | Non-Lead | No | No |  | Single Family Residence |  |  | No
| 343 HIGHRIDGE CIRCLE |  | No | No | Non-Lead - Copper | No | 1977 | 3/4 | Installation record (e.g., tap card) | No |  |  |  | Non-Lead - Copper | 1978 | 3/4 | Other | Yes | Visual inspection at the meter pit | 2014 | Meter Upgrades | Non-Lead | No | No |  | Single Family Residence |  |  | No
| 344 HIGHRIDGE CIRCLE |  | No | No | Non-Lead - Copper | No | 1977 | 3/4 | Installation record (e.g., tap card) | No |  |  |  | Non-Lead - Copper | 1978 | 3/4 | Other | Yes | Visual inspection at the meter pit | 2014 | Meter Upgrades | Non-Lead | No | No |  | Single Family Residence |  |  | No
| 345 HIGHRIDGE CIRCLE |  | No | No | Non-Lead - Copper | No | 1977 | 3/4 | Service line repair or replacement record | Yes | Mechanical excavation at one location | 2015-12-01 |  | Non-Lead - Copper | 1978 | 3/4 | Service line repair or replacement record | Yes | Mechanical excavation at one location | 2015-12-01 |  | Non-Lead | No | No |  | Single Family Residence |  |  | No
| 346 HIGHRIDGE CIRCLE |  | No | No | Non-Lead - Copper | No | 1977 | 3/4 | Installation record (e.g., tap card) | No |  |  |  | Non-Lead - Copper | 1978 | 3/4 | Other | Yes | Visual inspection at the meter pit | 2014 | Meter Upgrades | Non-Lead | No | No |  | Single Family Residence |  |  | No
| 347 HIGHRIDGE CIRCLE |  | No | No | Non-Lead - Copper | No | 1977 | 3/4 | Installation record (e.g., tap card) | No |  |  |  | Non-Lead - Copper | 1978 | 3/4 | Other | Yes | Visual inspection at the meter pit | 2014 | Meter Upgrades | Non-Lead | No | No |  | Single Family Residence |  |  | No
| 348 HIGHRIDGE CIRCLE |  | No | No | Non-Lead - Copper | No | 1977 | 3/4 | Installation record (e.g., tap card) | No |  |  |  | Non-Lead - Copper | 1978 | 3/4 | Other | Yes | Visual inspection at the meter pit | 2014 | Meter Upgrades | Non-Lead | No | No |  | Single Family Residence |  |  | No
| 349 HIGHRIDGE CIRCLE |  | No | No | Non-Lead - Copper | No | 1977 | 3/4 | Installation record (e.g., tap card) | No |  |  |  | Non-Lead - Copper | 1978 | 3/4 | Other | Yes | Visual inspection at the meter pit | 2014 | Meter Upgrades | Non-Lead | No | No |  | Single Family Residence |  |  | No
| 500 HIGHRIDGE COURT |  | No | No | Non-Lead - Copper | No | 1977 | 3/4 | Service line repair or replacement record | Yes | Mechanical excavation at one location | 2019-07-01 |  | Non-Lead - Copper | 1980 | 3/4 | Service line repair or replacement record | Yes | Mechanical excavation at one location | 2019-07-01 |  | Non-Lead | No | No |  | Single Family Residence |  |  | No
| 501 HIGHRIDGE COURT |  | No | No | Non-Lead - Copper | No | 1977 | 3/4 | Installation record (e.g., tap card) | No |  |  |  | Non-Lead - Copper | 1979 | 3/4 | Other | Yes | Visual inspection at the meter pit | 2014 | Meter Upgrades | Non-Lead | No | No |  | Single Family Residence |  |  | No
| 503 HIGHRIDGE COURT |  | No | No | Non-Lead - Copper | No | 1977 | 3/4 | Installation record (e.g., tap card) | No |  |  |  | Non-Lead - Copper | 1980 | 3/4 | Other | Yes | Visual inspection at the meter pit | 2014 | Meter Upgrades | Non-Lead | No | No |  | Single Family Residence |  |  | No
| 504 HIGHRIDGE COURT |  | No | No | Non-Lead - Copper | No | 1977 | 3/4 | Installation record (e.g., tap card) | No |  |  |  | Non-Lead - Copper | 1979 | 3/4 | Other | Yes | Visual inspection at the meter pit | 2014 | Meter Upgrades | Non-Lead | No | No |  | Single Family Residence |  |  | No
| 505 HIGHRIDGE COURT |  | No | No | Non-Lead - Copper | No | 1977 | 3/4 | Installation record (e.g., tap card) | No |  |  |  | Non-Lead - Copper | 1978 | 3/4 | Other | Yes | Visual inspection at the meter pit | 2014 | Meter Upgrades | Non-Lead | No | No |  | Single Family Residence |  |  | No
| 507 HIGHRIDGE COURT |  | No | No | Non-Lead - Copper | No | 1977 | 3/4 | Installation record (e.g., tap card) | No |  |  |  | Non-Lead - Copper | 1978 | 3/4 | Other | Yes | Visual inspection at the meter pit | 2014 | Meter Upgrades | Non-Lead | No | No |  | Single Family Residence |  |  | No
| 508 HIGHRIDGE COURT |  | No | No | Non-Lead - Copper | No | 1977 | 3/4 | Installation record (e.g., tap card) | No |  |  |  | Non-Lead - Copper | 1980 | 3/4 | Other | Yes | Visual inspection at the meter pit | 2014 | Meter Upgrades | Non-Lead | No | No |  | Single Family Residence |  |  | No
| 509 HIGHRIDGE COURT |  | No | No | Non-Lead - Copper | No | 2005 | 3/4 | Installation record (e.g., tap card) | No |  |  |  | Non-Lead - Copper | 1980 | 3/4 | Other | Yes | Visual inspection at the meter pit | 2014 | Meter Upgrades | Non-Lead | No | No |  | Single Family Residence |  |  | No
| 500 SWEETWATER CIRCLE |  | No | No | Non-Lead - Copper | No | 1978 | 3/4 | Installation record (e.g., tap card) | No |  |  |  | Non-Lead - Copper | 1981 | 3/4 | Other | Yes | Visual inspection at the meter pit | 2014 | Meter Upgrades | Non-Lead | No | No |  | Single Family Residence |  |  | No
| 501 SWEETWATER CIRCLE |  | No | No | Non-Lead - Copper | No | 1978 | 3/4 | Installation record (e.g., tap card) | No |  |  |  | Non-Lead - Copper | 1980 | 3/4 | Other | Yes | Visual inspection at the meter pit | 2014 | Meter Upgrades | Non-Lead | No | No |  | Single Family Residence |  |  | No
| 502 SWEETWATER CIRCLE |  | No | No | Non-Lead - Copper | No | 1978 | 3/4 | Installation record (e.g., tap card) | No |  |  |  | Non-Lead - Plastic | 1999 | 3/4 | Installation date after lead ban | Yes | Visual inspection at the meter pit | 2023-08-18 | thermal riser, pvc | Non-Lead | No | No |  | Single Family Residence |  |  | No
| 503 SWEETWATER CIRCLE |  | No | No | Non-Lead - Copper | No | 1978 | 3/4 | Installation record (e.g., tap card) | No |  |  |  | Non-Lead - Copper | 1980 | 3/4 | Other | Yes | Visual inspection at the meter pit | 2014 | Meter Upgrades | Non-Lead | No | No |  | Single Family Residence |  |  | No
| 504 SWEETWATER CIRCLE |  | No | No | Non-Lead - Copper | No | 1978 | 3/4 | Installation record (e.g., tap card) | No |  |  |  | Non-Lead - Copper | 1983 | 3/4 | Other | Yes | Visual inspection at the meter pit | 2014 | Meter Upgrades | Non-Lead | No | No |  | Single Family Residence |  |  | No
| 505 SWEETWATER CIRCLE |  | No | No | Non-Lead - Copper | No | 1978 | 3/4 | Installation record (e.g., tap card) | No |  |  |  | Non-Lead - Copper | 1980 | 3/4 | Other | Yes | Visual inspection at the meter pit | 2014 | Meter Upgrades | Non-Lead | No | No |  | Single Family Residence |  |  | No
| 506 SWEETWATER CIRCLE |  | No | No | Non-Lead - Copper | No | 1978 | 3/4 | Service line repair or replacement record | Yes | Mechanical excavation at one location | 2021-06-01 |  | Non-Lead - Copper | 1996 | 3/4 | Service line repair or replacement record | Yes | Mechanical excavation at one location | 2021-06-01 |  | Non-Lead | No | No |  | Single Family Residence |  |  | No
| 507 SWEETWATER CIRCLE |  | No | No | Non-Lead - Copper | No | 1978 | 3/4 | Service line repair or replacement record | Yes | Mechanical excavation at one location | 2020-07-01 |  | Non-Lead - Copper | 1980 | 3/4 | Service line repair or replacement record | Yes | Mechanical excavation at one location | 2020-07-01 |  | Non-Lead | No | No |  | Single Family Residence |  |  | No
| 508 SWEETWATER CIRCLE |  | No | No | Non-Lead - Copper | No | 1978 | 3/4 | Installation record (e.g., tap card) | No |  |  |  | Non-Lead - Copper | 1979 | 3/4 | Other | Yes | Visual inspection at the meter pit | 2014 | Meter Upgrades | Non-Lead | No | No |  | Single Family Residence |  |  | No
| 510 SWEETWATER CIRCLE |  | No | No | Non-Lead - Copper | No | 1978 | 3/4 | Installation record (e.g., tap card) | No |  |  |  | Non-Lead - Copper | 1979 | 3/4 | Other | Yes | Visual inspection at the meter pit | 2014 | Meter Upgrades | Non-Lead | No | No |  | Single Family Residence |  |  | No
| 512 SWEETWATER CIRCLE |  | No | No | Non-Lead - Copper | No | 1978 | 3/4 | Installation record (e.g., tap card) | No |  |  |  | Non-Lead - Copper | 1982 | 3/4 | Other | Yes | Visual inspection at the meter pit | 2014 | Meter Upgrades | Non-Lead | No | No |  | Single Family Residence |  |  | No
| 514 SWEETWATER CIRCLE |  | No | No | Non-Lead - Copper | No | 1978 | 3/4 | Installation record (e.g., tap card) | No |  |  |  | Non-Lead - Copper | 1980 | 3/4 | Other | Yes | Visual inspection at the meter pit | 2014 | Meter Upgrades | Non-Lead | No | No |  | Single Family Residence |  |  | No
| 515 SWEETWATER CIRCLE |  | No | No | Non-Lead - Copper | No | 1978 | 3/4 | Installation record (e.g., tap card) | No |  |  |  | Non-Lead - Copper | 1980 | 3/4 | Other | Yes | Visual inspection at the meter pit | 2014 | Meter Upgrades | Non-Lead | No | No |  | Single Family Residence |  |  | No
| 516 SWEETWATER CIRCLE |  | No | No | Non-Lead - Copper | No | 1978 | 3/4 | Installation record (e.g., tap card) | No |  |  |  | Non-Lead - Copper | 1980 | 3/4 | Other | Yes | Visual inspection at the meter pit | 2014 | Meter Upgrades | Non-Lead | No | No |  | Single Family Residence |  |  | No
| 517 SWEETWATER CIRCLE |  | No | No | Non-Lead - Copper | No | 1978 | 3/4 | Installation record (e.g., tap card) | No | Mechanical excavation at one location |  |  | Non-Lead - Plastic | 1980 | 3/4 | Service line repair or replacement record | Yes | Mechanical excavation at one location |  |  | Non-Lead | No | No |  | Single Family Residence |  |  | No
| 518 SWEETWATER CIRCLE |  | No | No | Non-Lead - Copper | No | 1978 | 3/4 | Installation record (e.g., tap card) | No |  |  |  | Non-Lead - Copper | 1980 | 3/4 | Other | Yes | Visual inspection at the meter pit | 2014 | Meter Upgrades | Non-Lead | No | No |  | Single Family Residence |  |  | No
| 520 SWEETWATER CIRCLE |  | No | No | Non-Lead - Copper | No | 1978 | 3/4 | Installation record (e.g., tap card) | No |  |  |  | Non-Lead - Copper | 1980 | 3/4 | Other | Yes | Visual inspection at the meter pit | 2014 | Meter Upgrades | Non-Lead | No | No |  | Single Family Residence |  |  | No
| 521 SWEETWATER CIRCLE |  | No | No | Non-Lead - Copper | No | 1978 | 3/4 | Service line repair or replacement record | Yes | Mechanical excavation at one location | 2015-06-01 |  | Non-Lead - Copper | 1980 | 3/4 | Service line repair or replacement record | Yes | Mechanical excavation at one location | 2015-06-01 |  | Non-Lead | No | No |  | Single Family Residence |  |  | No
| 522 SWEETWATER CIRCLE |  | No | No | Non-Lead - Copper | No | 1978 | 3/4 | Installation record (e.g., tap card) | No |  |  |  | Non-Lead - Copper | 1980 | 3/4 | Other | Yes | Visual inspection at the meter pit | 2014 | Meter Upgrades | Non-Lead | No | No |  | Single Family Residence |  |  | No
| 524 SWEETWATER CIRCLE |  | No | No | Non-Lead - Copper | No | 1978 | 3/4 | Installation record (e.g., tap card) | No |  |  |  | Non-Lead - Copper | 1980 | 3/4 | Other | Yes | Visual inspection at the meter pit | 2014 | Meter Upgrades | Non-Lead | No | No |  | Single Family Residence |  |  | No
| 526 SWEETWATER CIRCLE |  | No | No | Non-Lead - Copper | No | 1978 | 3/4 | Installation record (e.g., tap card) | No |  |  |  | Non-Lead - Copper | 1980 | 3/4 | Other | Yes | Visual inspection at the meter pit | 2014 | Meter Upgrades | Non-Lead | No | No |  | Single Family Residence |  |  | No
| 527 SWEETWATER CIRCLE |  | No | No | Non-Lead - Copper | No | 1978 | 3/4 | Service line repair or replacement record | Yes | Mechanical excavation at one location | 2016-11-01 |  | Non-Lead - Copper | 1981 | 3/4 | Service line repair or replacement record | Yes | Mechanical excavation at one location | 2016-11-01 |  | Non-Lead | No | No |  | Single Family Residence |  |  | No
| 528 SWEETWATER CIRCLE |  | No | No | Non-Lead - Copper | No | 1978 | 3/4 | Installation record (e.g., tap card) | No |  |  |  | Non-Lead - Copper | 1980 | 3/4 | Other | Yes | Visual inspection at the meter pit | 2014 | Meter Upgrades | Non-Lead | No | No |  | Single Family Residence |  |  | No
| 529 SWEETWATER CIRCLE |  | No | No | Non-Lead - Copper | No | 1978 | 3/4 | Installation record (e.g., tap card) | No |  |  |  | Non-Lead - Copper | 1981 | 3/4 | Other | Yes | Visual inspection at the meter pit | 2014 | Meter Upgrades | Non-Lead | No | No |  | Single Family Residence |  |  | No
| 530 SWEETWATER CIRCLE |  | No | No | Non-Lead - Copper | No | 1978 | 3/4 | Installation record (e.g., tap card) | No |  |  |  | Non-Lead - Copper | 1980 | 3/4 | Other | Yes | Visual inspection at the meter pit | 2014 | Meter Upgrades | Non-Lead | No | No |  | Single Family Residence |  |  | No
| 531 SWEETWATER CIRCLE |  | No | No | Non-Lead - Copper | No | 1978 | 3/4 | Installation record (e.g., tap card) | No |  |  |  | Non-Lead - Copper | 1980 | 3/4 | Other | Yes | Visual inspection at the meter pit | 2014 | Meter Upgrades | Non-Lead | No | No |  | Single Family Residence |  |  | No
| 533 SWEETWATER CIRCLE |  | No | No | Non-Lead - Copper | No | 1978 | 3/4 | Service line repair or replacement record | Yes | Mechanical excavation at one location | 2018-03-01 |  | Non-Lead - Copper | 1979 | 3/4 | Service line repair or replacement record | Yes | Mechanical excavation at one location | 2018-03-01 |  | Non-Lead | No | No |  | Single Family Residence |  |  | No
| 534 SWEETWATER CIRCLE |  | No | No | Non-Lead - Copper | No | 1978 | 3/4 | Installation record (e.g., tap card) | No |  |  |  | Non-Lead - Copper | 1982 | 3/4 | Other | Yes | Visual inspection at the meter pit | 2014 | Meter Upgrades | Non-Lead | No | No |  | Single Family Residence |  |  | No
| 535 SWEETWATER CIRCLE |  | No | No | Non-Lead - Copper | No | 1978 | 3/4 | Installation record (e.g., tap card) | No |  |  |  | Non-Lead - Copper | 1979 | 3/4 | Other | Yes | Visual inspection at the meter pit | 2014 | Meter Upgrades | Non-Lead | No | No |  | Single Family Residence |  |  | No
| 537 SWEETWATER CIRCLE |  | No | No | Non-Lead - Copper | No | 1978 | 3/4 | Installation record (e.g., tap card) | No |  |  |  | Non-Lead - Copper | 1979 | 3/4 | Other | Yes | Visual inspection at the meter pit | 2014 | Meter Upgrades | Non-Lead | No | No |  | Single Family Residence |  |  | No
| 538 SWEETWATER CIRCLE |  | No | No | Non-Lead - Copper | No | 1978 | 3/4 | Installation record (e.g., tap card) | No |  |  |  | Non-Lead - Plastic | 2000 | 3/4 | Installation date after lead ban | No |  |  |  | Non-Lead | No | No |  | Single Family Residence |  |  | No
| 539 SWEETWATER CIRCLE |  | No | No | Non-Lead - Copper | No | 1978 | 3/4 | Installation record (e.g., tap card) | No |  |  |  | Non-Lead - Plastic | 2006 | 3/4 | Installation date after lead ban | No |  |  |  | Non-Lead | No | No |  | Single Family Residence |  |  | No
| 540 SWEETWATER CIRCLE |  | No | No | Non-Lead - Copper | No | 1978 | 3/4 | Installation record (e.g., tap card) | No |  |  |  | Non-Lead - Copper | 1980 | 3/4 | Other | Yes | Visual inspection at the meter pit | 2014 | Meter Upgrades | Non-Lead | No | No |  | Single Family Residence |  |  | No
| 543 SWEETWATER CIRCLE |  | No | No | Non-Lead - Copper | No | 1978 | 3/4 | Installation record (e.g., tap card) | No |  |  |  | Non-Lead - Copper | 1980 | 3/4 | Other | Yes | Visual inspection at the meter pit | 2014 | Meter Upgrades | Non-Lead | No | No |  | Single Family Residence |  |  | No
| 544 SWEETWATER CIRCLE |  | No | No | Non-Lead - Copper | No | 1978 | 3/4 | Installation record (e.g., tap card) | No |  |  |  | Non-Lead - Copper | 1980 | 3/4 | Other | Yes | Visual inspection at the meter pit | 2014 | Meter Upgrades | Non-Lead | No | No |  | Single Family Residence |  |  | No
| 545 SWEETWATER CIRCLE |  | No | No | Non-Lead - Copper | No | 1978 | 3/4 | Installation record (e.g., tap card) | No |  |  |  | Non-Lead - Copper | 1979 | 3/4 | Other | Yes | Visual inspection at the meter pit | 2014 | Meter Upgrades | Non-Lead | No | No |  | Single Family Residence |  |  | No
| 500 SUNRISE COURT |  | No | No | Non-Lead - Copper | No | 1978 | 3/4 | Installation record (e.g., tap card) | No |  |  |  | Non-Lead - Copper | 1980 | 3/4 | Other | Yes | Visual inspection at the meter pit | 2014 | Meter Upgrades | Non-Lead | No | No |  | Single Family Residence |  |  | No
| 501 SUNRISE COURT |  | No | No | Non-Lead - Copper | No | 1978 | 3/4 | Installation record (e.g., tap card) | No |  |  |  | Non-Lead - Copper | 1980 | 3/4 | Other | Yes | Visual inspection at the meter pit | 2014 | Meter Upgrades | Non-Lead | No | No |  | Single Family Residence |  |  | No
| 503 SUNRISE COURT |  | No | No | Non-Lead - Copper | No | 1978 | 3/4 | Installation record (e.g., tap card) | No |  |  |  | Non-Lead - Copper | 1980 | 3/4 | Other | Yes | Visual inspection at the meter pit | 2014 | Meter Upgrades | Non-Lead | No | No |  | Single Family Residence |  |  | No
| 504 SUNRISE COURT |  | No | No | Non-Lead - Copper | No | 1978 | 3/4 | Installation record (e.g., tap card) | No |  |  |  | Non-Lead - Copper | 1979 | 3/4 | Other | Yes | Visual inspection at the meter pit | 2014 | Meter Upgrades | Non-Lead | No | No |  | Single Family Residence |  |  | No
| 505 SUNRISE COURT |  | No | No | Non-Lead - Copper | No | 1978 | 3/4 | Service line repair or replacement record | Yes | Mechanical excavation at one location | 2018-11-01 |  | Non-Lead - Copper | 1979 | 3/4 | Service line repair or replacement record | Yes | Mechanical excavation at one location | 2018-11-01 |  | Non-Lead | No | No |  | Single Family Residence |  |  | No
| 507 SUNRISE COURT |  | No | No | Non-Lead - Copper | No | 1978 | 3/4 | Installation record (e.g., tap card) | No |  |  |  | Non-Lead - Copper | 1980 | 3/4 | Other | Yes | Visual inspection at the meter pit | 2014 | Meter Upgrades | Non-Lead | No | No |  | Single Family Residence |  |  | No
| 508 SUNRISE COURT |  | No | No | Non-Lead - Copper | No | 1978 | 3/4 | Installation record (e.g., tap card) | No |  |  |  | Non-Lead - Copper | 1980 | 3/4 | Other | Yes | Visual inspection at the meter pit | 2014 | Meter Upgrades | Non-Lead | No | No |  | Single Family Residence |  |  | No
| 509 SUNRISE COURT |  | No | No | Non-Lead - Copper | No | 1978 | 3/4 | Service line repair or replacement record | Yes | Mechanical excavation at one location | 2014-08-01 |  | Non-Lead - Copper | 1980 | 3/4 | Service line repair or replacement record | Yes | Mechanical excavation at one location | 2014-08-01 |  | Non-Lead | No | No |  | Single Family Residence |  |  | No
| 500 SUNDANCE COURT |  | No | No | Non-Lead - Copper | No | 1978 | 3/4 | Installation record (e.g., tap card) | No |  |  |  | Non-Lead - Copper | 1977 | 3/4 | Other | Yes | Visual inspection at the meter pit | 2014 | Meter Upgrades | Non-Lead | No | No |  | Single Family Residence |  |  | No
| 501 SUNDANCE COURT |  | No | No | Non-Lead - Copper | No | 1978 | 3/4 | Installation record (e.g., tap card) | No |  |  |  | Non-Lead - Copper | 1979 | 3/4 | Other | Yes | Visual inspection at the meter pit | 2014 | Meter Upgrades | Non-Lead | No | No |  | Single Family Residence |  |  | No
| 502 SUNDANCE COURT |  | No | No | Non-Lead - Copper | No | 1978 | 3/4 | Installation record (e.g., tap card) | No |  |  |  | Non-Lead - Copper | 1979 | 3/4 | Other | Yes | Visual inspection at the meter pit | 2014 | Meter Upgrades | Non-Lead | No | No |  | Single Family Residence |  |  | No
| 503 SUNDANCE COURT |  | No | No | Non-Lead - Copper | No | 1978 | 3/4 | Service line repair or replacement record | Yes | Mechanical excavation at one location | 2022-06-02 |  | Non-Lead - Copper | 1985 | 3/4 | Service line repair or replacement record | Yes | Mechanical excavation at one location | 2022-06-02 |  | Non-Lead | No | No |  | Single Family Residence |  |  | Yes
| 504 SUNDANCE COURT |  | No | No | Non-Lead - Copper | No | 1978 | 3/4 | Installation record (e.g., tap card) | No |  |  |  | Non-Lead - Copper | 1979 | 3/4 | Other | Yes | Visual inspection at the meter pit | 2014 | Meter Upgrades | Non-Lead | No | No |  | Single Family Residence |  |  | No
| 505 SUNDANCE COURT |  | No | No | Non-Lead - Copper | No | 1978 | 3/4 | Installation record (e.g., tap card) | No |  |  |  | Non-Lead - Copper | 1979 | 3/4 | Other | Yes | Visual inspection at the meter pit | 2014 | Meter Upgrades | Non-Lead | No | No |  | Single Family Residence |  |  | No
| 506 SUNDANCE COURT |  | No | No | Non-Lead - Copper | No | 1978 | 3/4 | Installation record (e.g., tap card) | No |  |  |  | Non-Lead - Copper | 1980 | 3/4 | Other | Yes | Visual inspection at the meter pit | 2014 | Meter Upgrades | Non-Lead | No | No |  | Single Family Residence |  |  | No
| 507 SUNDANCE COURT |  | No | No | Non-Lead - Copper | No | 1978 | 3/4 | Installation record (e.g., tap card) | No |  |  |  | Non-Lead - Copper | 1979 | 3/4 | Other | Yes | Visual inspection at the meter pit | 2014 | Meter Upgrades | Non-Lead | No | No |  | Single Family Residence |  |  | No
| 508 SUNDANCE COURT |  | No | No | Non-Lead - Copper | No | 1978 | 3/4 | Installation record (e.g., tap card) | No |  |  |  | Non-Lead - Copper | 1979 | 3/4 | Other | Yes | Visual inspection at the meter pit | 2014 | Meter Upgrades | Non-Lead | No | No |  | Single Family Residence |  |  | No
| 509 SUNDANCE COURT |  | No | No | Non-Lead - Copper | No | 1978 | 3/4 | Installation record (e.g., tap card) | No |  |  |  | Non-Lead - Copper | 1979 | 3/4 | Other | Yes | Visual inspection at the meter pit | 2014 | Meter Upgrades | Non-Lead | No | No |  | Single Family Residence |  |  | No
| 400 SANDCREEK CIRCLE |  | No | No | Non-Lead - Copper | No | 1978 | 3/4 | Installation record (e.g., tap card) | No |  |  |  | Non-Lead - Other | 1996 | 3/4 | Installation date after lead ban | Yes | Visual inspection at the meter pit | 2023-08-18 | black poly, copper | Non-Lead | No | No |  | Single Family Residence |  |  | No
| 401 SANDCREEK CIRCLE |  | No | No | Non-Lead - Copper | No | 1978 | 3/4 | Installation record (e.g., tap card) | No |  |  |  | Non-Lead - Copper | 1981 | 3/4 | Other | Yes | Visual inspection at the meter pit | 2014 | Meter Upgrades | Non-Lead | No | No |  | Single Family Residence |  |  | No
| 402 SANDCREEK CIRCLE |  | No | No | Non-Lead - Copper | No | 1978 | 3/4 | Installation record (e.g., tap card) | No |  |  |  | Non-Lead - Copper | 1982 | 3/4 | Other | Yes | Visual inspection at the meter pit | 2014 | Meter Upgrades | Non-Lead | No | No |  | Single Family Residence |  |  | No
| 403 SANDCREEK CIRCLE |  | No | No | Non-Lead - Copper | No | 1978 | 3/4 | Installation record (e.g., tap card) | No |  |  |  | Non-Lead - Copper | 1979 | 3/4 | Other | Yes | Visual inspection at the meter pit | 2014 | Meter Upgrades | Non-Lead | No | No |  | Single Family Residence |  |  | No
| 404 SANDCREEK CIRCLE |  | No | No | Non-Lead - Copper | No | 1978 | 3/4 | Installation record (e.g., tap card) | No |  |  |  | Non-Lead - Plastic | 2005 | 3/4 | Installation date after lead ban | No |  |  |  | Non-Lead | No | No |  | Single Family Residence |  |  | No
| 406 SANDCREEK CIRCLE |  | No | No | Non-Lead - Copper | No | 1978 | 3/4 | Installation record (e.g., tap card) | No |  |  |  | Non-Lead - Copper | 1981 | 3/4 | Other | Yes | Visual inspection at the meter pit | 2014 | Meter Upgrades | Non-Lead | No | No |  | Building |  |  | No
| 407 SANDCREEK CIRCLE |  | No | No | Non-Lead - Copper | No | 1978 | 3/4 | Installation record (e.g., tap card) | No |  |  |  | Non-Lead - Copper | 1979 | 3/4 | Other | Yes | Visual inspection at the meter pit | 2014 | Meter Upgrades | Non-Lead | No | No |  | Single Family Residence |  |  | No
| 408 SANDCREEK CIRCLE |  | No | No | Non-Lead - Copper | No | 1978 | 3/4 | Installation record (e.g., tap card) | No |  |  |  | Non-Lead - Copper | 1981 | 3/4 | Other | Yes | Visual inspection at the meter pit | 2014 | Meter Upgrades | Non-Lead | No | No |  | Single Family Residence |  |  | No
| 409 SANDCREEK CIRCLE |  | No | No | Non-Lead - Copper | No | 1978 | 3/4 | Installation record (e.g., tap card) | No |  |  |  | Non-Lead - Copper | 1979 | 3/4 | Other | Yes | Visual inspection at the meter pit | 2014 | Meter Upgrades | Non-Lead | No | No |  | Single Family Residence |  |  | No
| 410 SANDCREEK CIRCLE |  | No | No | Non-Lead - Copper | No | 1978 | 3/4 | Installation record (e.g., tap card) | No |  |  |  | Non-Lead - Copper | 1982 | 3/4 | Other | Yes | Visual inspection at the meter pit | 2014 | Meter Upgrades | Non-Lead | No | No |  | Single Family Residence |  |  | No
| 411 SANDCREEK CIRCLE |  | No | No | Non-Lead - Copper | No | 1978 | 3/4 | Service line repair or replacement record | Yes | Mechanical excavation at one location | 2017-07-01 |  | Non-Lead - Copper | 1979 | 3/4 | Service line repair or replacement record | Yes | Mechanical excavation at one location | 2017-07-01 |  | Non-Lead | No | No |  | Single Family Residence |  |  | No
| 413 SANDCREEK CIRCLE |  | No | No | Non-Lead - Copper | No | 1978 | 3/4 | Installation record (e.g., tap card) | No |  |  |  | Non-Lead - Copper | 1979 | 3/4 | Other | Yes | Visual inspection at the meter pit | 2014 | Meter Upgrades | Non-Lead | No | No |  | Single Family Residence |  |  | No
| 415 SANDCREEK CIRCLE |  | No | No | Non-Lead - Copper | No | 1978 | 3/4 | Installation record (e.g., tap card) | No |  |  |  | Non-Lead - Copper | 1979 | 3/4 | Other | Yes | Visual inspection at the meter pit | 2014 | Meter Upgrades | Non-Lead | No | No |  | Single Family Residence |  |  | No
| 416 SANDCREEK CIRCLE |  | No | No | Non-Lead - Copper | No | 1978 | 3/4 | Service line repair or replacement record | Yes | Mechanical excavation at one location | 2022-04-01 |  | Non-Lead - Copper | 1981 | 3/4 | Other | Yes | Mechanical excavation at one location | 2022-04-01 |  | Non-Lead | No | No |  | Single Family Residence |  |  | No
| 417 SANDCREEK CIRCLE |  | No | No | Non-Lead - Copper | No | 1978 | 3/4 | Installation record (e.g., tap card) | No |  |  |  | Non-Lead - Copper | 1979 | 3/4 | Other | Yes | Visual inspection at the meter pit | 2014 | Meter Upgrades | Non-Lead | No | No |  | Single Family Residence |  |  | No
| 418 SANDCREEK CIRCLE |  | No | No | Non-Lead - Copper | No | 1978 | 3/4 | Installation record (e.g., tap card) | No |  |  |  | Non-Lead - Copper | 1981 | 3/4 | Other | Yes | Visual inspection at the meter pit | 2014 | Meter Upgrades | Non-Lead | No | No |  | Single Family Residence |  |  | No
| 421 SANDCREEK CIRCLE |  | No | No | Non-Lead - Copper | No | 1978 | 3/4 | Installation record (e.g., tap card) | No |  |  |  | Non-Lead - Plastic | 2008 | 3/4 | Installation date after lead ban | No |  |  |  | Non-Lead | No | No |  | Single Family Residence |  |  | No
| 422 SANDCREEK CIRCLE |  | No | No | Non-Lead - Copper | No | 1978 | 3/4 | Installation record (e.g., tap card) | No |  |  |  | Non-Lead - Copper | 1979 | 3/4 | Other | Yes | Visual inspection at the meter pit | 2014 | Meter Upgrades | Non-Lead | No | No |  | Single Family Residence |  |  | No
| 423 SANDCREEK CIRCLE |  | No | No | Non-Lead - Copper | No | 1978 | 3/4 | Installation record (e.g., tap card) | No |  |  |  | Non-Lead - Copper | 1980 | 3/4 | Other | Yes | Visual inspection at the meter pit | 2014 | Meter Upgrades | Non-Lead | No | No |  | Single Family Residence |  |  | No
| 424 SANDCREEK CIRCLE |  | No | No | Non-Lead - Copper | No | 1978 | 3/4 | Service line repair or replacement record | Yes | Mechanical excavation at one location | 2021-08-01 |  | Non-Lead - Copper | 1979 | 3/4 | Service line repair or replacement record | Yes | Mechanical excavation at one location | 2021-08-01 |  | Non-Lead | No | No |  | Single Family Residence |  |  | No
| 425 SANDCREEK CIRCLE |  | No | No | Non-Lead - Copper | No | 1978 | 3/4 | Installation record (e.g., tap card) | No |  |  |  | Non-Lead - Copper | 1981 | 3/4 | Other | Yes | Visual inspection at the meter pit | 2014 | Meter Upgrades | Non-Lead | No | No |  | Single Family Residence |  |  | No
| 426 SANDCREEK CIRCLE |  | No | No | Non-Lead - Copper | No | 1978 | 3/4 | Installation record (e.g., tap card) | No |  |  |  | Non-Lead - Copper | 1979 | 3/4 | Other | Yes | Visual inspection at the meter pit | 2014 | Meter Upgrades | Non-Lead | No | No |  | Single Family Residence |  |  | No
| 427 SANDCREEK CIRCLE |  | No | No | Non-Lead - Copper | No | 1978 | 3/4 | Installation record (e.g., tap card) | No |  |  |  | Non-Lead - Plastic | 2000 | 3/4 | Installation date after lead ban | No |  |  |  | Non-Lead | No | No |  | Single Family Residence |  |  | No
| 428 SANDCREEK CIRCLE |  | No | No | Non-Lead - Copper | No | 1978 | 3/4 | Installation record (e.g., tap card) | No |  |  |  | Non-Lead - Copper | 1979 | 3/4 | Other | Yes | Visual inspection at the meter pit | 2014 | Meter Upgrades | Non-Lead | No | No |  | Single Family Residence |  |  | No
| 429 SANDCREEK CIRCLE |  | No | No | Non-Lead - Copper | No | 1978 | 3/4 | Installation record (e.g., tap card) | No |  |  |  | Non-Lead - Copper | 1981 | 3/4 | Other | Yes | Visual inspection at the meter pit | 2014 | Meter Upgrades | Non-Lead | No | No |  | Single Family Residence |  |  | No
| 430 SANDCREEK CIRCLE |  | No | No | Non-Lead - Copper | No | 1978 | 3/4 | Installation record (e.g., tap card) | No |  |  |  | Non-Lead - Copper | 1979 | 3/4 | Other | Yes | Visual inspection at the meter pit | 2014 | Meter Upgrades | Non-Lead | No | No |  | Single Family Residence |  |  | No
| 431 SANDCREEK CIRCLE |  | No | No | Non-Lead - Copper | No | 1978 | 3/4 | Installation record (e.g., tap card) | No |  |  |  | Non-Lead - Copper | 1981 | 3/4 | Other | Yes | Visual inspection at the meter pit | 2014 | Meter Upgrades | Non-Lead | No | No |  | Single Family Residence |  |  | No
| 432 SANDCREEK CIRCLE |  | No | No | Non-Lead - Copper | No | 1978 | 3/4 | Installation record (e.g., tap card) | No |  |  |  | Non-Lead - Copper | 1979 | 3/4 | Other | Yes | Visual inspection at the meter pit | 2014 | Meter Upgrades | Non-Lead | No | No |  | Single Family Residence |  |  | No
| 433 SANDCREEK CIRCLE |  | No | No | Non-Lead - Copper | No | 1978 | 3/4 | Installation record (e.g., tap card) | No |  |  |  | Non-Lead - Copper | 1981 | 3/4 | Other | Yes | Visual inspection at the meter pit | 2014 | Meter Upgrades | Non-Lead | No | No |  | Single Family Residence |  |  | No
| 434 SANDCREEK CIRCLE |  | No | No | Non-Lead - Copper | No | 1978 | 3/4 | Installation record (e.g., tap card) | No |  |  |  | Non-Lead - Copper | 1979 | 3/4 | Other | Yes | Visual inspection at the meter pit | 2014 | Meter Upgrades | Non-Lead | No | No |  | Single Family Residence |  |  | No
| 435 SANDCREEK CIRCLE |  | No | No | Non-Lead - Copper | No | 1978 | 3/4 | Installation record (e.g., tap card) | No |  |  |  | Non-Lead - Copper | 1981 | 3/4 | Other | Yes | Visual inspection at the meter pit | 2014 | Meter Upgrades | Non-Lead | No | No |  | Single Family Residence |  |  | No
| 436 SANDCREEK CIRCLE |  | No | No | Non-Lead - Copper | No | 1978 | 3/4 | Installation record (e.g., tap card) | No |  |  |  | Non-Lead - Copper | 1979 | 3/4 | Other | Yes | Visual inspection at the meter pit | 2014 | Meter Upgrades | Non-Lead | No | No |  | Single Family Residence |  |  | No
| 437 SANDCREEK CIRCLE |  | No | No | Non-Lead - Copper | No | 1978 | 3/4 | Installation record (e.g., tap card) | No |  |  |  | Non-Lead - Plastic | 2002 | 3/4 | Installation date after lead ban | No |  |  |  | Non-Lead | No | No |  | Single Family Residence |  |  | No
| 438 SANDCREEK CIRCLE |  | No | No | Non-Lead - Copper | No | 1978 | 3/4 | Installation record (e.g., tap card) | No |  |  |  | Non-Lead - Copper | 1979 | 3/4 | Other | Yes | Visual inspection at the meter pit | 2014 | Meter Upgrades | Non-Lead | No | No |  | Single Family Residence |  |  | No
| 439 SANDCREEK CIRCLE |  | No | No | Non-Lead - Copper | No | 1978 | 3/4 | Installation record (e.g., tap card) | No |  |  |  | Non-Lead - Copper | 1996 | 3/4 | Installation date after lead ban | Yes | Customer self-identification | 2023-08-06 |  | Non-Lead | No | No |  | Single Family Residence |  |  | No
| 440 SANDCREEK CIRCLE |  | No | No | Non-Lead - Copper | No | 1978 | 3/4 | Installation record (e.g., tap card) | No |  |  |  | Non-Lead - Copper | 1979 | 3/4 | Other | Yes | Visual inspection at the meter pit | 2014 | Meter Upgrades | Non-Lead | No | No |  | Single Family Residence |  |  | No
| 442 SANDCREEK CIRCLE |  | No | No | Non-Lead - Copper | No | 1978 | 3/4 | Installation record (e.g., tap card) | No |  |  |  | Non-Lead - Copper | 1981 | 3/4 | Other | Yes | Visual inspection at the meter pit | 2014 | Meter Upgrades | Non-Lead | No | No |  | Single Family Residence |  |  | No
| 500 SANDCREEK COURT |  | No | No | Non-Lead - Copper | No | 1978 | 3/4 | Installation record (e.g., tap card) | No |  |  |  | Non-Lead - Copper | 1983 | 3/4 | Other | Yes | Visual inspection at the meter pit | 2014 | Meter Upgrades | Non-Lead | No | No |  | Single Family Residence |  |  | No
| 501 SANDCREEK COURT |  | No | No | Non-Lead - Copper | No | 1978 | 3/4 | Service line repair or replacement record | Yes | Mechanical excavation at one location | 2020-06-01 |  | Non-Lead - Copper | 1981 | 3/4 | Service line repair or replacement record | Yes | Mechanical excavation at one location | 2020-06-01 |  | Non-Lead | No | No |  | Single Family Residence |  |  | No
| 502 SANDCREEK COURT |  | No | No | Non-Lead - Copper | No | 1978 | 3/4 | Installation record (e.g., tap card) | No |  |  |  | Non-Lead - Copper | 1979 | 3/4 | Other | Yes | Visual inspection at the meter pit | 2014 | Meter Upgrades | Non-Lead | No | No |  | Single Family Residence |  |  | No
| 503 SANDCREEK COURT |  | No | No | Non-Lead - Copper | No | 1978 | 3/4 | Installation record (e.g., tap card) | No |  |  |  | Non-Lead - Copper | 1980 | 3/4 | Other | Yes | Visual inspection at the meter pit | 2014 | Meter Upgrades | Non-Lead | No | No |  | Single Family Residence |  |  | No
| 504 SANDCREEK COURT |  | No | No | Non-Lead - Copper | No | 1978 | 3/4 | Installation record (e.g., tap card) | No |  |  |  | Non-Lead - Copper | 1978 | 3/4 | Other | Yes | Visual inspection at the meter pit | 2014 | Meter Upgrades | Non-Lead | No | No |  | Single Family Residence |  |  | No
| 505 SANDCREEK COURT |  | No | No | Non-Lead - Copper | No | 1978 | 3/4 | Installation record (e.g., tap card) | No |  |  |  | Non-Lead - Copper | 1982 | 3/4 | Other | Yes | Visual inspection at the meter pit | 2014 | Meter Upgrades | Non-Lead | No | No |  | Single Family Residence |  |  | No
| 506 SANDCREEK COURT |  | No | No | Non-Lead - Copper | No | 1978 | 3/4 | Installation record (e.g., tap card) | No |  |  |  | Non-Lead - Copper | 1979 | 3/4 | Other | Yes | Visual inspection at the meter pit | 2014 | Meter Upgrades | Non-Lead | No | No |  | Single Family Residence |  |  | No
| 507 SANDCREEK COURT |  | No | No | Non-Lead - Copper | No | 1978 | 3/4 | Installation record (e.g., tap card) | No |  |  |  | Non-Lead - Copper | 1979 | 3/4 | Other | Yes | Visual inspection at the meter pit | 2014 | Meter Upgrades | Non-Lead | No | No |  | Single Family Residence |  |  | No
| 500 TETON DRIVE |  | No | No | Non-Lead - Copper | No | 1978 | 3/4 | Installation record (e.g., tap card) | No |  |  |  | Non-Lead - Plastic | 2003 | 3/4 | Installation date after lead ban | No |  |  |  | Non-Lead | No | No |  | Single Family Residence |  |  | No
| 501 TETON DRIVE |  | No | No | Non-Lead - Copper | No | 1978 | 3/4 | Installation record (e.g., tap card) | No |  |  |  | Non-Lead - Copper | 1981 | 3/4 | Other | Yes | Visual inspection at the meter pit | 2014 | Meter Upgrades | Non-Lead | No | No |  | Single Family Residence |  |  | No
| 502 TETON DRIVE |  | No | No | Non-Lead - Copper | No | 1978 | 3/4 | Service line repair or replacement record | Yes | Mechanical excavation at one location | 2020-06-01 |  | Non-Lead - Copper | 1981 | 3/4 | Service line repair or replacement record | Yes | Mechanical excavation at one location | 2020-06-01 |  | Non-Lead | No | No |  | Single Family Residence |  |  | No
| 503 TETON DRIVE |  | No | No | Non-Lead - Copper | No | 1978 | 3/4 | Installation record (e.g., tap card) | No |  |  |  | Non-Lead - Plastic | 2010 | 3/4 | Installation date after lead ban | No |  |  |  | Non-Lead | No | No |  | Single Family Residence |  |  | No
| 504 TETON DRIVE |  | No | No | Non-Lead - Copper | No | 1978 | 3/4 | Installation record (e.g., tap card) | No |  |  |  | Non-Lead - Copper | 1980 | 3/4 | Other | Yes | Visual inspection at the meter pit | 2014 | Meter Upgrades | Non-Lead | No | No |  | Single Family Residence |  |  | No
| 505 TETON DRIVE |  | No | No | Non-Lead - Copper | No | 1978 | 3/4 | Installation record (e.g., tap card) | No |  |  |  | Non-Lead - Other | 1999 | 3/4 | Installation date after lead ban | Yes | Visual inspection at the meter pit | 2023-08-18 | black poly, copper | Non-Lead | No | No |  | Single Family Residence |  |  | No
| 506 TETON DRIVE |  | No | No | Non-Lead - Copper | No | 1978 | 3/4 | Installation record (e.g., tap card) | No |  |  |  | Non-Lead - Copper | 1979 | 3/4 | Other | Yes | Visual inspection at the meter pit | 2014 | Meter Upgrades | Non-Lead | No | No |  | Single Family Residence |  |  | No
| 507 TETON DRIVE |  | No | No | Non-Lead - Copper | No | 1978 | 3/4 | Installation record (e.g., tap card) | No |  |  |  | Non-Lead - Copper | 1982 | 3/4 | Other | Yes | Visual inspection at the meter pit | 2014 | Meter Upgrades | Non-Lead | No | No |  | Single Family Residence |  |  | No
| 508 TETON DRIVE |  | No | No | Non-Lead - Copper | No | 1978 | 3/4 | Installation record (e.g., tap card) | No |  |  |  | Non-Lead - Copper | 1979 | 3/4 | Other | Yes | Visual inspection at the meter pit | 2014 | Meter Upgrades | Non-Lead | No | No |  | Single Family Residence |  |  | No
| 509 TETON DRIVE |  | No | No | Non-Lead - Copper | No | 1978 | 3/4 | Installation record (e.g., tap card) | No |  |  |  | Non-Lead - Copper | 1982 | 3/4 | Other | Yes | Visual inspection at the meter pit | 2014 | Meter Upgrades | Non-Lead | No | No |  | Single Family Residence |  |  | No
| 401 SUNDANCE CIRCLE |  | No | No | Non-Lead - Copper | No | 1978 | 3/4 | Installation record (e.g., tap card) | No |  |  |  | Non-Lead - Copper | 1980 | 3/4 | Other | Yes | Visual inspection at the meter pit | 2014 | Meter Upgrades | Non-Lead | No | No |  | Single Family Residence |  |  | No
| 403 SUNDANCE CIRCLE |  | No | No | Non-Lead - Copper | No | 1978 | 3/4 | Service line repair or replacement record | Yes | Mechanical excavation at one location | 2018-09-01 |  | Non-Lead - Copper | 1980 | 3/4 | Service line repair or replacement record | Yes | Mechanical excavation at one location | 2018-09-01 |  | Non-Lead | No | No |  | Single Family Residence |  |  | No
| 405 SUNDANCE CIRCLE |  | No | No | Non-Lead - Copper | No | 1978 | 3/4 | Service line repair or replacement record | Yes | Mechanical excavation at one location | 2020-05-01 |  | Non-Lead - Copper | 1980 | 3/4 | Service line repair or replacement record | Yes | Mechanical excavation at one location | 2020-05-01 |  | Non-Lead | No | No |  | Single Family Residence |  |  | No
| 406 SUNDANCE CIRCLE |  | No | No | Non-Lead - Copper | No | 1978 | 3/4 | Installation record (e.g., tap card) | No |  |  |  | Non-Lead - Copper | 1980 | 3/4 | Other | Yes | Visual inspection at the meter pit | 2014 | Meter Upgrades | Non-Lead | No | No |  | Single Family Residence |  |  | No
| 407 SUNDANCE CIRCLE |  | No | No | Non-Lead - Copper | No | 1978 | 3/4 | Installation record (e.g., tap card) | No |  |  |  | Non-Lead - Copper | 1980 | 3/4 | Other | Yes | Visual inspection at the meter pit | 2014 | Meter Upgrades | Non-Lead | No | No |  | Single Family Residence |  |  | No
| 409 SUNDANCE CIRCLE |  | No | No | Non-Lead - Copper | No | 1978 | 3/4 | Service line repair or replacement record | Yes | Mechanical excavation at one location | 2017-08-01 |  | Non-Lead - Copper | 1980 | 3/4 | Service line repair or replacement record | Yes | Mechanical excavation at one location | 2017-08-01 |  | Non-Lead | No | No |  | Single Family Residence |  |  | No
| 413 SUNDANCE CIRCLE |  | No | No | Non-Lead - Copper | No | 1978 | 3/4 | Installation record (e.g., tap card) | No |  |  |  | Non-Lead - Copper | 1980 | 3/4 | Other | Yes | Visual inspection at the meter pit | 2014 | Meter Upgrades | Non-Lead | No | No |  | Single Family Residence |  |  | No
| 415 SUNDANCE CIRCLE |  | No | No | Non-Lead - Copper | No | 1978 | 3/4 | Service line repair or replacement record | Yes | Mechanical excavation at one location | 2020-06-01 |  | Non-Lead - Copper | 1980 | 3/4 | Service line repair or replacement record | Yes | Mechanical excavation at one location | 2020-06-01 |  | Non-Lead | No | No |  | Single Family Residence |  |  | No
| 416 SUNDANCE CIRCLE |  | No | No | Non-Lead - Copper | No | 1978 | 3/4 | Installation record (e.g., tap card) | No |  |  |  | Non-Lead - Plastic | 2001 | 3/4 | Installation date after lead ban | No |  |  |  | Non-Lead | No | No |  | Single Family Residence |  |  | No
| 417 SUNDANCE CIRCLE |  | No | No | Non-Lead - Copper | No | 1978 | 3/4 | Installation record (e.g., tap card) | No |  |  |  | Non-Lead - Copper | 1980 | 3/4 | Other | Yes | Visual inspection at the meter pit | 2014 | Meter Upgrades | Non-Lead | No | No |  | Single Family Residence |  |  | No
| 418 SUNDANCE CIRCLE |  | No | No | Non-Lead - Copper | No | 1978 | 3/4 | Installation record (e.g., tap card) | No |  |  |  | Non-Lead - Plastic | 2001 | 3/4 | Installation date after lead ban | No |  |  |  | Non-Lead | No | No |  | Single Family Residence |  |  | No
| 419 SUNDANCE CIRCLE |  | No | No | Non-Lead - Copper | No | 1978 | 3/4 | Installation record (e.g., tap card) | No |  |  |  | Non-Lead - Plastic | 2004 | 3/4 | Installation date after lead ban | No |  |  |  | Non-Lead | No | No |  | Single Family Residence |  |  | No
| 421 SUNDANCE CIRCLE |  | No | No | Non-Lead - Copper | No | 1978 | 3/4 | Installation record (e.g., tap card) | No |  |  |  | Non-Lead - Plastic | 2002 | 3/4 | Installation date after lead ban | No |  |  |  | Non-Lead | No | No |  | Single Family Residence |  |  | No
| 422 SUNDANCE CIRCLE |  | No | No | Non-Lead - Copper | No | 1978 | 3/4 | Installation record (e.g., tap card) | No |  |  |  | Non-Lead - Plastic | 2005 | 3/4 | Installation date after lead ban | No |  |  |  | Non-Lead | No | No |  | Single Family Residence |  |  | No
| 424 SUNDANCE CIRCLE |  | No | No | Non-Lead - Copper | No | 1978 | 3/4 | Installation record (e.g., tap card) | No |  |  |  | Non-Lead - Plastic | 2006 | 3/4 | Installation date after lead ban | No |  |  |  | Non-Lead | No | No |  | Single Family Residence |  |  | No
| 426 SUNDANCE CIRCLE |  | No | No | Non-Lead - Copper | No | 1978 | 3/4 | Installation record (e.g., tap card) | No |  |  |  | Non-Lead - Plastic | 2007 | 3/4 | Installation date after lead ban | No |  |  |  | Non-Lead | No | No |  | Single Family Residence |  |  | No
| 427 SUNDANCE CIRCLE |  | No | No | Non-Lead - Copper | No | 1978 | 3/4 | Installation record (e.g., tap card) | No |  |  |  | Non-Lead - Plastic | 2002 | 3/4 | Installation date after lead ban | No |  |  |  | Non-Lead | No | No |  | Single Family Residence |  |  | No
| 428 SUNDANCE CIRCLE |  | No | No | Non-Lead - Copper | No | 1978 | 3/4 | Installation record (e.g., tap card) | No |  |  |  | Non-Lead - Plastic | 2006 | 3/4 | Installation date after lead ban | No |  |  |  | Non-Lead | No | No |  | Single Family Residence |  |  | No
| 430 SUNDANCE CIRCLE |  | No | No | Non-Lead - Copper | No | 1978 | 3/4 | Service line repair or replacement record | Yes | Mechanical excavation at one location | 2014-12-01 |  | Non-Lead - Copper | 1983 | 3/4 | Service line repair or replacement record | Yes | Mechanical excavation at one location | 2014-12-01 |  | Non-Lead | No | No |  | Single Family Residence |  |  | No
| 432 SUNDANCE CIRCLE |  | No | No | Non-Lead - Copper | No | 1978 | 3/4 | Installation record (e.g., tap card) | No |  |  |  | Non-Lead - Copper | 1980 | 3/4 | Other | Yes | Visual inspection at the meter pit | 2014 | Meter Upgrades | Non-Lead | No | No |  | Single Family Residence |  |  | No
| 433 SUNDANCE CIRCLE |  | No | No | Non-Lead - Copper | No | 1978 | 3/4 | Installation record (e.g., tap card) | No |  |  |  | Non-Lead - Copper | 1980 | 3/4 | Other | Yes | Visual inspection at the meter pit | 2014 | Meter Upgrades | Non-Lead | No | No |  | Single Family Residence |  |  | No
| 434 SUNDANCE CIRCLE |  | No | No | Non-Lead - Copper | No | 1978 | 3/4 | Installation record (e.g., tap card) | No |  |  |  | Non-Lead - Copper | 1980 | 3/4 | Other | Yes | Visual inspection at the meter pit | 2014 | Meter Upgrades | Non-Lead | No | No |  | Single Family Residence |  |  | No
| 436 SUNDANCE CIRCLE |  | No | No | Non-Lead - Copper | No | 1978 | 3/4 | Installation record (e.g., tap card) | No |  |  |  | Non-Lead - Copper | 1980 | 3/4 | Other | Yes | Visual inspection at the meter pit | 2014 | Meter Upgrades | Non-Lead | No | No |  | Single Family Residence |  |  | No
| 437 SUNDANCE CIRCLE |  | No | No | Non-Lead - Copper | No | 1978 | 3/4 | Installation record (e.g., tap card) | No |  |  |  | Non-Lead - Copper | 1979 | 3/4 | Other | Yes | Visual inspection at the meter pit | 2014 | Meter Upgrades | Non-Lead | No | No |  | Single Family Residence |  |  | No
| 438 SUNDANCE CIRCLE |  | No | No | Non-Lead - Copper | No | 1978 | 3/4 | Installation record (e.g., tap card) | No |  |  |  | Non-Lead - Copper | 1981 | 3/4 | Other | Yes | Visual inspection at the meter pit | 2014 | Meter Upgrades | Non-Lead | No | No |  | Single Family Residence |  |  | No
| 400 SHERIDAN COURT |  | No | No | Non-Lead - Copper | No | 1978 | 3/4 | Installation record (e.g., tap card) | No |  |  |  | Non-Lead - Copper | 1980 | 3/4 | Other | Yes | Visual inspection at the meter pit | 2014 | Meter Upgrades | Non-Lead | No | No |  | Single Family Residence |  |  | No
| 402 SHERIDAN COURT |  | No | No | Non-Lead - Copper | No | 1978 | 3/4 | Installation record (e.g., tap card) | No |  |  |  | Non-Lead - Copper | 1980 | 3/4 | Other | Yes | Visual inspection at the meter pit | 2014 | Meter Upgrades | Non-Lead | No | No |  | Single Family Residence |  |  | No
| 403 SHERIDAN COURT |  | No | No | Non-Lead - Copper | No | 1978 | 3/4 | Installation record (e.g., tap card) | No |  |  |  | Non-Lead - Copper | 1980 | 3/4 | Other | Yes | Visual inspection at the meter pit | 2014 | Meter Upgrades | Non-Lead | No | No |  | Single Family Residence |  |  | No
| 404 SHERIDAN COURT |  | No | No | Non-Lead - Copper | No | 1978 | 3/4 | Installation record (e.g., tap card) | No |  |  |  | Non-Lead - Copper | 1981 | 3/4 | Other | Yes | Visual inspection at the meter pit | 2014 | Meter Upgrades | Non-Lead | No | No |  | Single Family Residence |  |  | No
| 405 SHERIDAN COURT |  | No | No | Non-Lead - Copper | No | 1978 | 3/4 | Installation record (e.g., tap card) | No |  |  |  | Non-Lead - Copper | 1980 | 3/4 | Other | Yes | Visual inspection at the meter pit | 2014 | Meter Upgrades | Non-Lead | No | No |  | Single Family Residence |  |  | No
| 406 SHERIDAN COURT |  | No | No | Non-Lead - Copper | No | 1978 | 3/4 | Installation record (e.g., tap card) | No |  |  |  | Non-Lead - Plastic | 2003 | 3/4 | Installation date after lead ban | No |  |  |  | Non-Lead | No | No |  | Single Family Residence |  |  | No
| 407 SHERIDAN COURT |  | No | No | Non-Lead - Copper | No | 1978 | 3/4 | Installation record (e.g., tap card) | No |  |  |  | Non-Lead - Copper | 1980 | 3/4 | Other | Yes | Visual inspection at the meter pit | 2014 | Meter Upgrades | Non-Lead | No | No |  | Single Family Residence |  |  | No
| 408 SHERIDAN COURT |  | No | No | Non-Lead - Copper | No | 1978 | 3/4 | Installation record (e.g., tap card) | No |  |  |  | Non-Lead - Copper | 1979 | 3/4 | Other | Yes | Visual inspection at the meter pit | 2014 | Meter Upgrades | Non-Lead | No | No |  | Single Family Residence |  |  | No
| 409 SHERIDAN COURT |  | No | No | Non-Lead - Copper | No | 1978 | 3/4 | Installation record (e.g., tap card) | No |  |  |  | Non-Lead - Copper | 1980 | 3/4 | Other | Yes | Visual inspection at the meter pit | 2014 | Meter Upgrades | Non-Lead | No | No |  | Single Family Residence |  |  | No
| 411 SHERIDAN COURT |  | No | No | Non-Lead - Copper | No | 1978 | 3/4 | Installation record (e.g., tap card) | No |  |  |  | Non-Lead - Copper | 1980 | 3/4 | Other | Yes | Visual inspection at the meter pit | 2014 | Meter Upgrades | Non-Lead | No | No |  | Single Family Residence |  |  | No
| 400 SUMMER COURT |  | No | No | Non-Lead - Copper | No | 1978 | 3/4 | Installation record (e.g., tap card) | No |  |  |  | Non-Lead - Copper | 1979 | 3/4 | Other | Yes | Visual inspection at the meter pit | 2014 | Meter Upgrades | Non-Lead | No | No |  | Single Family Residence |  |  | No
| 401 SUMMER COURT |  | No | No | Non-Lead - Copper | No | 1978 | 3/4 | Installation record (e.g., tap card) | No |  |  |  | Non-Lead - Copper | 1980 | 3/4 | Other | Yes | Visual inspection at the meter pit | 2014 | Meter Upgrades | Non-Lead | No | No |  | Single Family Residence |  |  | No
| 402 SUMMER COURT |  | No | No | Non-Lead - Copper | No | 1978 | 3/4 | Installation record (e.g., tap card) | No |  |  |  | Non-Lead - Copper | 1980 | 3/4 | Other | Yes | Visual inspection at the meter pit | 2014 | Meter Upgrades | Non-Lead | No | No |  | Single Family Residence |  |  | No
| 403 SUMMER COURT |  | No | No | Non-Lead - Copper | No | 1978 | 3/4 | Installation record (e.g., tap card) | No |  |  |  | Non-Lead - Plastic | 2006 | 3/4 | Installation date after lead ban | No |  |  |  | Non-Lead | No | No |  | Single Family Residence |  |  | No
| 404 SUMMER COURT |  | No | No | Non-Lead - Copper | No | 1978 | 3/4 | Installation record (e.g., tap card) | No |  |  |  | Non-Lead - Copper | 1981 | 3/4 | Other | Yes | Visual inspection at the meter pit | 2014 | Meter Upgrades | Non-Lead | No | No |  | Single Family Residence |  |  | No
| 405 SUMMER COURT |  | No | No | Non-Lead - Copper | No | 1978 | 3/4 | Installation record (e.g., tap card) | No |  |  |  | Non-Lead - Copper | 1983 | 3/4 | Other | Yes | Visual inspection at the meter pit | 2014 | Meter Upgrades | Non-Lead | No | No |  | Single Family Residence |  |  | No
| 406 SUMMER COURT |  | No | No | Non-Lead - Copper | No | 1978 | 3/4 | Installation record (e.g., tap card) | No |  |  |  | Non-Lead - Copper | 1979 | 3/4 | Other | Yes | Visual inspection at the meter pit | 2014 | Meter Upgrades | Non-Lead | No | No |  | Single Family Residence |  |  | No
| 1201 ELKHORN DRIVE |  | Yes - Other | No | Non-Lead - Copper | No | 1982 | 1 | Installation record (e.g., tap card) | No |  |  |  | Non-Lead - Copper | 1998 | 1 | Installation date after lead ban | Yes | Visual inspection at the meter pit | 2023-08-22 |  | Non-Lead | No | No |  | Building |  |  | No
| 1213 ELKHORN DRIVE |  | Yes - Other | No | Non-Lead - Copper | No | 1982 | 3/4 | Installation record (e.g., tap card) | No |  |  |  | Non-Lead - Plastic | 2003 | 3/4 | Installation date after lead ban | No |  |  |  | Non-Lead | No | No |  | Building |  |  | No
| 1215 ELKHORN DRIVE |  | Yes - Other | No | Non-Lead - Copper | No | 1982 | 1 | Installation record (e.g., tap card) | No |  |  |  | Non-Lead - Plastic | 2005 | 1 | Installation date after lead ban | No |  |  |  | Non-Lead | No | No |  | Building |  |  | No
| 1254 ELKHORN DRIVE |  | Yes - Other | No | Non-Lead - Copper | No | 1982 | 3/4 | Installation record (e.g., tap card) | No |  |  |  | Non-Lead - Plastic | 2006 | 3/4 | Installation date after lead ban | No |  |  |  | Non-Lead | No | No |  | Building |  |  | No
| 1266 ELKHORN DRIVE |  | Yes - Other | No | Non-Lead - Copper | No | 1982 | 1 | Installation record (e.g., tap card) | No |  |  |  | Non-Lead - Plastic | 2011 | 1 | Installation date after lead ban | No |  |  |  | Non-Lead | No | No |  | Building |  |  | No
| 999 HWY. 387 |  | Yes - Other | No | Non-Lead - Copper | No | 1981 | 3/4 | Installation record (e.g., tap card) | No |  |  |  | Non-Lead - Copper | 1979 | 3/4 | Other | Yes | Visual inspection at the meter pit | 2014 | Meter Upgrades | Non-Lead | No | No |  | Building |  |  | No
| 14905 HWY. 387 |  | No | No | Non-Lead - Copper | No | 1996 | 1 | Installation record (e.g., tap card) | No |  |  |  | Non-Lead - Copper | 1981 | 1 | Other | Yes | Visual inspection at the meter pit | 2014 | Meter Upgrades | Non-Lead | No | No |  | Building |  |  | No
| 14870 HWY. 387 |  | Yes - Other | No | Non-Lead - Copper | No | 2013 | 1 | Installation record (e.g., tap card) | No |  |  |  | Non-Lead - Plastic | 2019 | 1 | Installation date after lead ban | No |  |  |  | Non-Lead | No | No |  | Building |  |  | No
| 14870 HWY. 387 |  | No | No | Non-Lead - Copper | No | 2013 | 4 | Installation record (e.g., tap card) | No |  |  |  | Non-Lead - Plastic | 2019 | 4 |  | No |  |  |  | Non-Lead | No | No |  | Other |  |  | No
| 14872 HWY. 387 |  | Yes - Multifamily Home | No | Non-Lead - Copper | No | 2013 | 2 | Installation record (e.g., tap card) | No |  |  |  | Non-Lead - Plastic | 2010 | 2 | Installation date after lead ban | No |  |  |  | Non-Lead | No | No |  | Multiple Family Residence |  |  | No
| 14872 HWY. 387 |  | No | No | Non-Lead - Copper | No | 2013 | 6 | Installation record (e.g., tap card) | No |  |  |  | Non-Lead - Plastic | 2010 | 6 |  | No |  |  |  | Non-Lead | No | No |  | Other |  |  | No
| 14895 HWY. 387 |  | Yes - Other | No | Non-Lead - Copper | No | 1996 | 1 | Installation record (e.g., tap card) | No |  |  |  | Non-Lead - Copper | 1997 | 1 | Installation date after lead ban | Yes | Visual inspection at the meter pit | 2023-08-15 |  | Non-Lead | No | No |  | Building |  |  | No
| 101 COMMERCIAL DRIVE |  | Yes - Other | No | Non-Lead - Copper | No | 1996 | 1 | Installation record (e.g., tap card) | No |  |  |  | Non-Lead - Copper | 1996 | 1 | Installation date after lead ban | Yes | Visual inspection at the meter pit | 2023-08-08 |  | Non-Lead | No | No |  | Building |  |  | No
| 104 COMMERCIAL DRIVE |  | Yes - Other | No | Non-Lead - Copper | No | 1996 | 1 | Installation record (e.g., tap card) | No |  |  |  | Non-Lead - Plastic | 2000 | 1 | Installation date after lead ban | No |  |  |  | Non-Lead | No | No |  | Building |  |  | No
| 109 COMMERCIAL DRIVE |  | No | No | Non-Lead - Copper | No | 1996 | 1 | Installation record (e.g., tap card) | No |  |  |  | Non-Lead - Plastic | 1996 | 1 | Installation date after lead ban | No |  |  |  | Non-Lead | No | No |  | Building |  |  | No
| 117 COMMERCIAL DRIVE |  | Yes - Other | No | Non-Lead - Copper | No | 1996 | 1 | Installation record (e.g., tap card) | No |  |  |  | Non-Lead - Copper | 1997 | 1 | Installation date after lead ban | Yes | Visual inspection at the meter pit | 2023-08-08 |  | Non-Lead | No | No |  | Building |  |  | No
| 120 COMMERCIAL DRIVE |  | Yes - Other | No | Non-Lead - Copper | No | 1996 | 1 | Installation record (e.g., tap card) | No |  |  |  | Non-Lead - Plastic | 2021 | 1 | Installation date after lead ban | No |  |  |  | Non-Lead | No | No |  | Building |  |  | No
| 301 SAGEBLUFF DRIVE |  | Yes - Other | No | Non-Lead - Copper | No | 2000 | 1.5 | Installation record (e.g., tap card) | No |  |  |  | Non-Lead - Plastic | 2009 | 1.5 | Installation date after lead ban | No |  |  |  | Non-Lead | No | No |  | Building |  |  | No
| 301 SAGEBLUFF DRIVE |  | No | No | Non-Lead - Copper | No | 2000 | 3 | Installation record (e.g., tap card) | No |  |  |  | Non-Lead - Plastic | 2009 | 3 | Installation date after lead ban | No |  |  |  | Non-Lead | No | No |  | Other |  |  | No
| 514 BISON AVENUE |  | No | No | Non-Lead - Copper | No | 1977 | 3/4 | Installation record (e.g., tap card) | No |  |  |  | Non-Lead - Plastic | 2018 | 3/4 | Installation date after lead ban | No |  |  |  | Non-Lead | No | No |  | Building |  |  | No
| MAINTENANCE BUILDING |  | Yes - Other | No | Non-Lead - Copper | No | 1982 | 1.5 | Installation record (e.g., tap card) | No |  |  |  | Non-Lead - Plastic | 1986 | 1.5 |  | Yes | Visual inspection at the meter pit | 2023-08-09 | pvc | Non-Lead | No | No |  | Building |  |  | No
| 1229 E ELKHORN |  | Yes - Other | No | Non-Lead - Copper | No | 1982 | 2 | Installation record (e.g., tap card) | No |  |  |  | Non-Lead - Other | 1992 | 2 | Installation date after lead ban | Yes | Visual inspection at the meter pit | 2023-08-08 | copper, pvc | Non-Lead | No | No |  | Building |  |  | No
| 1229 E ELKHORN |  | Yes - Other | No | Non-Lead - Copper | No | 1982 | 3/4 | Installation record (e.g., tap card) | No |  |  |  | Non-Lead - Other | 1992 | 3/4 | Installation date after lead ban | Yes | Visual inspection at the meter pit | 2023-08-08 | copper, pex | Non-Lead | No | No |  | Building |  |  | No
| MULTI-PURPOSE BUILDING |  | No | No | Non-Lead - Copper | No | 1982 | 2 | Installation record (e.g., tap card) | No |  |  |  | Non-Lead - Other | 1995 | 2 | Installation date after lead ban | Yes | Visual inspection at the meter pit | 2023-08-09 | pvc, copper | Non-Lead | No | No |  | Building |  |  | No
| BASEBALL PARK |  | Yes - Other | No | Non-Lead - Copper | No | 1982 | 2 | Installation record (e.g., tap card) | No |  |  |  | Non-Lead - Copper | 1983 | 2 |  | Yes | Visual inspection at the meter pit | 2023-08-08 | pvc | Non-Lead | No | No |  | Building |  |  | No
| 1416 E ELKHORN |  | No | No | Non-Lead - Copper | No | 1982 | 1 | Installation record (e.g., tap card) | No |  |  |  | Non-Lead - Other | 1998 | 1 | Installation date after lead ban | Yes | Visual inspection at the meter pit | 2023-08-09 | copper, pex | Non-Lead | No | No |  | Building |  |  | No
| 111 PROSPECTOR DRIVE |  | Yes - Other | No | Non-Lead - Copper | No | 1982 | 3/4 | Service line repair or replacement record | Yes | Mechanical excavation at one location | 2013-06-01 |  | Non-Lead - Plastic | 2008 | 3/4 | Installation date after lead ban | Yes | Mechanical excavation at one location | 2013-06-01 |  | Non-Lead | No | No |  | Building |  |  | No
| 122 PROSPECTOR DRIVE |  | No | No | Non-Lead - Copper | No | 1982 | 1 | Installation record (e.g., tap card) | No |  |  |  | Non-Lead - Plastic | 1998 | 1 | Installation date after lead ban | Yes | Visual inspection at the meter pit | 2023-08-22 | pvc | Non-Lead | No | No |  | Single Family Residence |  |  | No
| 621 PROSPECTOR DRIVE |  | No | No | Non-Lead - Copper | No | 1999 | 1 | Installation record (e.g., tap card) | No |  |  |  | Non-Lead - Plastic | 1998 | 1 | Installation date after lead ban | Yes | Customer self-identification | 2023-07-24 |  | Non-Lead | No | No |  | Single Family Residence |  |  | No
| 220 PROSPECTOR |  | Yes - Other | No | Non-Lead - Copper | No | 2013 | 2 | Installation record (e.g., tap card) | No |  |  |  | Non-Lead - Plastic | 2015 | 2 | Installation date after lead ban | No |  |  |  | Non-Lead | No | No |  | Building |  |  | No
| 220 PROSPECTOR |  | No | No | Non-Lead - Copper | No | 2013 | 3 | Installation record (e.g., tap card) | No |  |  |  | Non-Lead - Plastic | 2015 | 3 |  | No |  |  |  | Non-Lead | No | No |  | Other |  |  | No
| CORRALS |  | No | No | Non-Lead - Copper | No | 2013 | 2 | Installation record (e.g., tap card) | No |  |  |  | Non-Lead - Plastic | 2014 | 2 | Installation date after lead ban | No |  |  |  | Non-Lead | No | No |  | Other |  |  | No
| RV PARK |  | Yes - Multifamily Home | No | Non-Lead - Copper | No | 1981 | 3 | Installation record (e.g., tap card) | No |  |  |  | Non-Lead - Plastic | 2006 | 3 | Installation date after lead ban | No |  |  |  | Non-Lead | No | No |  | Multiple Family Residence |  |  | No
| COTTONWOOD ELEMENTARY |  | Yes - School | No | Non-Lead - Copper | No | 1977 | 2 | Installation record (e.g., tap card) | No |  |  |  | Non-Lead - Copper | 1979 | 2 | Other | Yes | Visual inspection at the meter pit | 2014 | Meter Upgrades | Non-Lead | No | No |  | Building |  |  | No
| COTTONWOOD ELEMENTARY |  | No | No | Non-Lead - Copper | No | 1977 | 6 | Installation record (e.g., tap card) | No |  |  |  | Non-Lead - Copper | 1979 | 6 | Other | Yes | Visual inspection at the meter pit | 2014 | Meter Upgrades | Non-Lead | No | No |  | Other |  |  | No
| COTTONWOOD MOBILE HOME PK |  | Yes - Multifamily Home | No | Non-Lead - Copper | No | 1981 | 6 | Installation record (e.g., tap card) | No |  |  |  | Non-Lead - Copper | 1980 | 6 | Other | Yes | Visual inspection at the meter pit | 2014 | Meter Upgrades | Non-Lead | No | No |  | Multiple Family Residence |  |  | No
| REC CENTER |  | Yes - Other | No | Non-Lead - Copper | No | 1977 | 2 | Installation record (e.g., tap card) | No |  |  |  | Non-Lead - Copper | 1980 | 2 | Other | Yes | Visual inspection at the meter pit | 2014 | Meter Upgrades | Non-Lead | No | No |  | Building |  |  | No
| REC CENTER |  | No | No | Non-Lead - Copper | No | 1977 | 2.5 | Installation record (e.g., tap card) | No |  |  |  | Non-Lead - Copper | 1980 | 2.5 | Other | Yes | Visual inspection at the meter pit | 2014 | Meter Upgrades | Non-Lead | No | No |  | Other |  |  | No
| BUS BARN |  | Yes - Other | No | Non-Lead - Copper | No | 1977 | 3/4 | Installation record (e.g., tap card) | No |  |  |  | Non-Lead - Copper | 1983 | 3/4 | Other | Yes | Visual inspection at the meter pit | 2014 | Meter Upgrades | Non-Lead | No | No |  | Building |  |  | No
| WRIGHT JR/SR HIGH SCHOOL |  | Yes - School | No | Non-Lead - Copper | No | 1977 | 3 | Installation record (e.g., tap card) | No |  |  |  | Non-Lead - Copper | 1982 | 3 | Other | Yes | Visual inspection at the meter pit | 2014 | Meter Upgrades | Non-Lead | No | No |  | Building |  |  | No
| WRIGHT JR/SR HIGH SCHOOL |  | No | No | Non-Lead - Copper | No | 1977 | ? | Installation record (e.g., tap card) | No |  |  |  | Non-Lead - Copper | 1982 |  | Other | Yes | Visual inspection at the meter pit | 2014 | Meter Upgrades | Non-Lead | No | No |  | Other |  |  | No
| 201 WRIGHT BLVD. |  | Yes - Other | No | Non-Lead - Copper | No | 1977 | 2 | Installation record (e.g., tap card) | No |  |  |  | Non-Lead - Copper | 1987 | 2 | Other | Yes | Visual inspection at the meter pit | 2014 | Meter Upgrades | Non-Lead | No | No |  | Building |  |  | No
| 201 WRIGHT BLVD. |  | No | No | Non-Lead - Copper | No | 1977 | 2 | Installation record (e.g., tap card) | No |  |  |  | Non-Lead - Copper | 1987 | 2 | Other | Yes | Visual inspection at the meter pit | 2014 | Meter Upgrades | Non-Lead | No | No |  | Other |  |  | No
| 214 WRIGHT BLVD. |  | Yes - Other | No | Non-Lead - Copper | No | 1977 | 3/4 | Installation record (e.g., tap card) | No |  |  |  | Non-Lead - Plastic | 2011 | 3/4 | Installation date after lead ban | No |  |  |  | Non-Lead | No | No |  | Building |  |  | No
| 555 WRIGHT BLVD. |  | Yes - Other | No | Non-Lead - Copper | No | 1977 | 2 | Installation record (e.g., tap card) | No |  |  |  | Non-Lead - Copper | 1982 | 2 | Other | Yes | Visual inspection at the meter pit | 2014 | Meter Upgrades | Non-Lead | No | No |  | Building |  |  | No
| 624 WRIGHT BLVD. |  | Yes - Other | No | Non-Lead - Copper | No | 1979 | 3/4 | Installation record (e.g., tap card) | No |  |  |  | Non-Lead - Copper | 1983 | 3/4 | Other | Yes | Visual inspection at the meter pit | 2014 | Meter Upgrades | Non-Lead | No | No |  | Building |  |  | No
| 500 LATIGO DRIVE |  | Yes - Other | No | Non-Lead - Copper | No | 1979 | 2 | Installation record (e.g., tap card) | No |  |  |  | Non-Lead - Copper | 1998 | 2 | Installation date after lead ban | Yes | Visual inspection at the meter pit | 2023-08-08 |  | Non-Lead | No | No |  | Building |  |  | No
| 519 LATIGO DRIVE |  | Yes - Multifamily Home | No | Non-Lead - Copper | No | 1979 | 2 | Installation record (e.g., tap card) | No |  |  |  | Non-Lead - Copper | 1981 | 2 | Other | Yes | Visual inspection at the meter pit | 2014 | Meter Upgrades | Non-Lead | No | No |  | Multiple Family Residence |  |  | No
| 521 LATIGO DRIVE - 1000 BLDG. |  | Yes - Multifamily Home | No | Non-Lead - Copper | No | 1979 | 2 | Installation record (e.g., tap card) | No |  |  |  | Non-Lead - Copper | 1981 | 2 | Other | Yes | Visual inspection at the meter pit | 2014 | Meter Upgrades | Non-Lead | No | No |  | Multiple Family Residence |  |  | No
| 523 LATIGO DRIVE - 3000 BLDG. |  | Yes - Multifamily Home | No | Non-Lead - Copper | No | 1979 | 2 | Installation record (e.g., tap card) | No |  |  |  | Non-Lead - Copper | 1981 | 2 | Other | Yes | Visual inspection at the meter pit | 2014 | Meter Upgrades | Non-Lead | No | No |  | Multiple Family Residence |  |  | No
| 305 WRIGHT BLVD |  | Yes - Other | No | Non-Lead - Copper | No | 2003 | 1.5 | Installation record (e.g., tap card) | No |  |  |  | Non-Lead - Plastic | 2003 | 1.5 | Installation date after lead ban | No |  |  |  | Non-Lead | No | No |  | Building |  |  | No
| 305 WRIGHT BLVD |  | No | No | Non-Lead - Copper | No | 2003 | 1.5 | Installation record (e.g., tap card) | No |  |  |  | Non-Lead - Plastic | 2003 | 1.5 | Installation date after lead ban | No |  |  |  | Non-Lead | No | No |  | Other |  |  | No
| 225 RANCHERO DRIVE |  | Yes - Other | No | Non-Lead - Copper | No | 1979 | 3/4 | Installation record (e.g., tap card) | No |  |  |  | Non-Lead - Copper | 1981 | 3/4 | Other | Yes | Visual inspection at the meter pit | 2014 | Meter Upgrades | Non-Lead | No | No |  | Multiple Family Residence |  |  | No
| 400 KINGS CIRCLE |  | Yes - Multifamily Home | No | Non-Lead - Copper | No | 1980 | 1.5 | Installation record (e.g., tap card) | No |  |  |  | Non-Lead - Plastic | 2010 | 1.5 | Installation date after lead ban | No |  |  |  | Non-Lead | No | No |  | Multiple Family Residence |  |  | No
| 402 KINGS CIRCLE |  | Yes - Multifamily Home | No | Non-Lead - Copper | No | 1980 | 1.5 | Installation record (e.g., tap card) | No |  |  |  | Non-Lead - Plastic | 2010 | 1.5 | Installation date after lead ban | No |  |  |  | Non-Lead | No | No |  | Building |  |  | No
| 395 LARIAT WAY |  | Yes - Other | No | Non-Lead - Copper | No | 2005 | 1 | Installation record (e.g., tap card) | No |  |  |  | Non-Lead - Plastic | 2013 | 1 | Installation date after lead ban | No |  |  |  | Non-Lead | No | No |  | Building |  |  | No
| 395 LARIAT WAY |  | No | No | Non-Lead - Copper | No | 2005 | 3 | Installation record (e.g., tap card) | No |  |  |  | Non-Lead - Plastic | 2013 | 3 | Installation date after lead ban | No |  |  |  | Non-Lead | No | No |  | Other |  |  | No
| 101 RANCH DRIVE |  | Yes - Other | No | Non-Lead - Copper | No | 1979 | 3/4 | Installation record (e.g., tap card) | No |  |  |  | Non-Lead - Plastic | 2005 | 3/4 | Installation date after lead ban | No |  |  |  | Non-Lead | No | No |  | Building |  |  | No
| 104 RANCH DRIVE |  | Yes - Other | No | Non-Lead - Copper | No | 1979 | 3/4 | Installation record (e.g., tap card) | No |  |  |  | Non-Lead - Plastic | 2004 | 3/4 | Installation date after lead ban | No |  |  |  | Non-Lead | No | No |  | Building |  |  | No
| 201 MARATHON RUN |  | No | No | Non-Lead - Copper | No | 1981 | 1 | Installation record (e.g., tap card) | No |  |  |  | Non-Lead - Plastic | 2012 | 1 | Installation date after lead ban | No |  |  |  | Non-Lead | No | No |  | Building |  |  | No
| 300 REATA DRIVE |  | Yes - Multifamily Home | No | Non-Lead - Copper | No | 2005 | 3 | Installation record (e.g., tap card) | No |  |  |  | Non-Lead - Plastic | 2008 | 3 | Installation date after lead ban | No |  |  |  | Non-Lead | No | No |  | Multiple Family Residence |  |  | No
| 300 REATA DRIVE |  | No | No | Non-Lead - Copper | No | 2005 | 4 | Installation record (e.g., tap card) | No |  |  |  | Non-Lead - Plastic | 2008 | 4 | Installation date after lead ban | No |  |  |  | Non-Lead | No | No |  | Other |  |  | No
| 350 REATA DRIVE |  | Yes - Other | No | Non-Lead - Copper | No | 2005 | 2 | Installation record (e.g., tap card) | No |  |  |  | Non-Lead - Plastic | 2008 | 2 | Installation date after lead ban | No |  |  |  | Non-Lead | No | No |  | Multiple Family Residence |  |  | No
| 350 REATA DRIVE |  | No | No | Non-Lead - Copper | No | 2005 | 4 | Installation record (e.g., tap card) | No |  |  |  | Non-Lead - Plastic | 2008 | 4 | Installation date after lead ban | No |  |  |  | Non-Lead | No | No |  | Other |  |  | No
| 100 RAMPART DRIVE |  | Yes - Other | No | Non-Lead - Copper | No | 1979 | 1 | Installation record (e.g., tap card) | No |  |  |  | Non-Lead - Copper | 1998 | 1 | Installation date after lead ban | Yes | Customer self-identification | 2023-07-24 |  | Non-Lead | No | No |  | Building |  |  | No
| 107 RAMPART DRIVE |  | No | No | Non-Lead - Copper | No | 1979 | 3/4 | Installation record (e.g., tap card) | No |  |  |  | Non-Lead - Plastic | 2001 | 3/4 | Installation date after lead ban | No |  |  |  | Non-Lead | No | No |  | Building |  |  | No
| 109 RAMPART DRIVE - B |  | Yes - Other | No | Non-Lead - Copper | No | 1979 | 2 | Installation record (e.g., tap card) | No |  |  |  | Non-Lead - Plastic | 2007 | 2 | Installation date after lead ban | No |  |  |  | Non-Lead | No | No |  | Building |  |  | No
| 105 RAMPART DRIVE - C |  | Yes - Other | No | Non-Lead - Copper | No | 2007 | 2 | Installation record (e.g., tap card) | No |  |  |  | Non-Lead - Plastic | 2007 | 2 | Installation date after lead ban | No |  |  |  | Non-Lead | No | No |  | Building |  |  | No
| 111 RAMPART DRIVE |  | Yes - Other | No | Non-Lead - Copper | No | 1979 | 3/4 | Installation record (e.g., tap card) | No |  |  |  | Non-Lead - Copper | 1997 | 3/4 | Installation date after lead ban | Yes | Customer self-identification | 2023-07-24 |  | Non-Lead | No | No |  | Building |  |  | No
| 3 CODY STREET |  | No | No | Non-Lead - Copper | No | 1991 | 3/4 | Installation record (e.g., tap card) | No |  |  |  | Non-Lead - Copper | 1992 | 3/4 | Installation date after lead ban | Yes | Visual inspection at the meter pit | 2023-07-28 | copper in, copper out | Non-Lead | No | No |  | Single Family Residence |  |  | No
| 5 CODY STREET |  | Yes - Other | No | Non-Lead - Copper | No | 1991 | 3/4 | Installation record (e.g., tap card) | No |  |  |  | Non-Lead - Other | 2005 | 3/4 | Installation date after lead ban | Yes | Visual inspection at the meter pit | 2023-08-17 | blue poly, copper | Non-Lead | No | No |  | Building |  |  | No
| 9 CODY STREET |  | No | No | Non-Lead - Copper | No | 1991 | 3/4 | Installation record (e.g., tap card) | No |  |  |  | Non-Lead - Plastic | 1975 | 3/4 |  | Yes | Visual inspection at the meter pit | 2023-07-28 | pvc in, pvc out | Non-Lead | No | No |  | Single Family Residence |  |  | No
| 11 CODY STREET |  | No | No | Non-Lead - Copper | No | 1991 | 1 | Installation record (e.g., tap card) | No |  |  |  | Non-Lead - Plastic | 2009 | 1 | Installation date after lead ban | Yes | Visual inspection at the meter pit | 2023-07-28 | blue poly in, blue poly out | Non-Lead | No | No |  | Building |  |  | No
| 15 CODY STREET |  | No | No | Non-Lead - Copper | No | 1991 | 3/4 | Installation record (e.g., tap card) | No |  |  |  | Non-Lead - Plastic | 2004 | 3/4 | Installation date after lead ban | Yes | Visual inspection at the meter pit | 2023-01-01 | Meter Replacement | Non-Lead | No | No |  | Single Family Residence |  |  | No
| 16 CODY STREET |  | No | No | Non-Lead - Copper | No | 1991 | 3/4 | Installation record (e.g., tap card) | No |  |  |  | Non-Lead - Copper | 1977 | 3/4 |  | Yes | Visual inspection at the meter pit | 2023-08-18 |  | Non-Lead | No | No |  | Single Family Residence |  |  | No
| 35 CODY STREET |  | No | No | Non-Lead - Copper | No | 2001 | 3/4 | Installation record (e.g., tap card) | No |  |  |  | Non-Lead - Copper | 1997 | 3/4 | Installation date after lead ban | Yes | Visual inspection at the meter pit | 2023-07-28 | copper in, copper out | Non-Lead | No | No |  | Single Family Residence |  |  | No
| 39 CODY STREET |  | No | No | Non-Lead - Copper | No | 2001 | 1 | Installation record (e.g., tap card) | No |  |  |  | Non-Lead - Plastic | 1990 | 1 | Installation date after lead ban | Yes | Visual inspection at the meter pit | 2023-07-28 | blue poly in, blue poly out | Non-Lead | No | No |  | Single Family Residence |  |  | No
| 4 STORY AVENUE |  | No | No | Non-Lead - Copper | No | 2009 | 1 | Installation record (e.g., tap card) | No |  |  |  | Non-Lead - Other | 2007 | 1 | Installation date after lead ban | Yes | Visual inspection at the meter pit | 2023-08-10 | copper, pex | Non-Lead | No | No |  | Single Family Residence |  |  | No
| 5 STORY AVENUE |  | No | No | Non-Lead - Copper | No | 1997 | 1 | Installation record (e.g., tap card) | No |  |  |  | Non-Lead - Plastic | 2003 | 1 | Installation date after lead ban | Yes | Visual inspection at the meter pit | 2023-08-22 | thermal riser, pex | Non-Lead | No | No |  | Single Family Residence |  |  | No
| 17 STORY AVENUE |  | No | No | Non-Lead - Copper | No | 2001 | 1 | Installation record (e.g., tap card) | No |  |  |  | Non-Lead - Other | 1999 | 1 | Installation date after lead ban | Yes | Visual inspection at the meter pit | 2023-08-11 | copper, pex, pvc | Non-Lead | No | No |  | Single Family Residence |  |  | No
| 18 STORY AVENUE |  | No | No | Non-Lead - Copper | No | 1991 | 3/4 | Installation record (e.g., tap card) | No |  |  |  | Non-Lead - Other | 1996 | 3/4 | Installation date after lead ban | Yes | Visual inspection at the meter pit | 2023-08-21 | black poly, copper | Non-Lead | No | No |  | Single Family Residence |  |  | No
| 46 STORY AVENUE |  | No | No | Non-Lead - Copper | No | 1991 | 1 | Installation record (e.g., tap card) | No |  |  |  | Non-Lead - Copper | 1996 | 1 | Installation date after lead ban | Yes | Visual inspection at the meter pit | 2023-08-11 |  | Non-Lead | No | No |  | Single Family Residence |  |  | No
| 52 STORY AVENUE |  | No | No | Non-Lead - Copper | No | 1991 | 3/4 | Installation record (e.g., tap card) | No |  |  |  | Non-Lead - Plastic | 1977 | 3/4 |  | Yes | Customer self-identification | 2023-07-24 |  | Non-Lead | No | No |  | Single Family Residence |  |  | No
| 53 STORY AVENUE |  | No | No | Non-Lead - Copper | No | 1991 | 1 | Installation record (e.g., tap card) | No |  |  |  | Non-Lead - Plastic | 1986 | 1 |  | Yes | Customer self-identification | 2023-07-24 |  | Non-Lead | No | No |  | Single Family Residence |  |  | No
| 56 STORY AVENUE |  | No | No | Non-Lead - Copper | No | 1991 | 3/4 | Installation record (e.g., tap card) | No |  |  |  | Non-Lead - Other | 1985 | 3/4 |  | Yes | Visual inspection at the meter pit | 2023-08-23 | pvc, copper | Non-Lead | No | No |  | Single Family Residence |  |  | No
| 87 STORY AVENUE |  | No | No | Non-Lead - Copper | No | 2001 | 3/4 | Installation record (e.g., tap card) | No |  |  |  | Non-Lead - Plastic | 2002 | 3/4 | Installation date after lead ban | Yes | Visual inspection at the meter pit | 2023-08-11 | thermal riser, pex, GALVANIZED FITTING | Non-Lead | No | No |  | Single Family Residence |  |  | No
| 88 STORY AVENUE |  | No | No | Non-Lead - Copper | No | 2001 | 3/4 | Installation record (e.g., tap card) | No |  |  |  | Non-Lead - Plastic | 2008 | 3/4 | Installation date after lead ban | Yes | Customer self-identification | 2023-07-24 |  | Non-Lead | No | No |  | Single Family Residence |  |  | No
| 96 STORY AVENUE |  | No | No | Non-Lead - Copper | No | 2001 | 3/4 | Installation record (e.g., tap card) | No |  |  |  | Non-Lead - Plastic | 2003 | 3/4 | Installation date after lead ban | Yes | Mechanical excavation at multiple locations | 2023-08-11 | thermal riser, pex | Non-Lead | No | No |  | Single Family Residence |  |  | No
| 97 STORY AVENUE |  | No | No | Non-Lead - Copper | No | 2001 | 3/4 | Installation record (e.g., tap card) | No |  |  |  | Non-Lead - Plastic | 1999 | 3/4 | Installation date after lead ban | Yes | Customer self-identification | 2023-07-24 |  | Non-Lead | No | No |  | Single Family Residence |  |  | No
| 103 STORY AVENUE |  | No | No | Non-Lead - Copper | No | 2001 | 3/4 | Installation record (e.g., tap card) | No |  |  |  | Non-Lead - Plastic | 2013 | 3/4 | Installation date after lead ban | Yes | Visual inspection at the meter pit | 2023-08-18 | blue poly, pex | Non-Lead | No | No |  | Single Family Residence |  |  | No
| 104 STORY AVENUE |  | No | No | Non-Lead - Copper | No | 2001 | 3/4 | Installation record (e.g., tap card) | No |  |  |  | Non-Lead - Other | 2002 | 3/4 | Installation date after lead ban | Yes | Visual inspection at the meter pit | 2023-08-21 | thermal riser, copper, pvc | Non-Lead | No | No |  | Single Family Residence |  |  | No
| 112 STORY AVENUE |  | No | No | Non-Lead - Copper | No | 2001 | 3/4 | Installation record (e.g., tap card) | No |  |  |  | Non-Lead - Plastic | 2020 | 3/4 | Installation date after lead ban | Yes | Visual inspection at the meter pit | 2023-08-21 | blue poly, white pex | Non-Lead | No | No |  | Single Family Residence |  |  | No
| 113 STORY AVENUE |  | No | No | Non-Lead - Copper | No | 2001 | 3/4 | Installation record (e.g., tap card) | No |  |  |  | Non-Lead - Copper | 2006 | 3/4 | Installation date after lead ban | Yes | Visual inspection at the meter pit | 2023-08-11 | thermal riser, copper, pex | Non-Lead | No | No |  | Single Family Residence |  |  | No
| 120 STORY AVENUE |  | No | No | Non-Lead - Copper | No | 2001 | 3/4 | Installation record (e.g., tap card) | No |  |  |  | Non-Lead - Plastic | 2003 | 3/4 | Installation date after lead ban | Yes | Visual inspection at the meter pit | 2023-07-24 |  | Non-Lead | No | No |  | Single Family Residence |  |  | No
| 121 STORY AVENUE |  | No | No | Non-Lead - Copper | No | 2001 | 3/4 | Installation record (e.g., tap card) | No |  |  |  | Non-Lead - Copper | 2002 | 3/4 | Installation date after lead ban | Yes | Visual inspection at the meter pit | 2023-08-11 |  | Non-Lead | No | No |  | Single Family Residence |  |  | No
| 129 STORY AVENUE |  | No | No | Non-Lead - Copper | No | 2001 | 3/4 | Installation record (e.g., tap card) | No |  |  |  | Non-Lead - Plastic | 1995 | 3/4 | Installation date after lead ban | Yes | Visual inspection at the meter pit | 2023-08-10 | blue poly, pex | Non-Lead | No | No |  | Single Family Residence |  |  | No
| 130 STORY AVENUE |  | No | No | Non-Lead - Copper | No | 2001 | 1 | Installation record (e.g., tap card) | No |  |  |  | Non-Lead - Plastic | 2002 | 1 | Installation date after lead ban | Yes | Visual inspection at the meter pit | 2023-07-24 |  | Non-Lead | No | No |  | Single Family Residence |  |  | No
| 138 STORY AVENUE |  | Yes - Other | No | Non-Lead - Copper | No | 2001 | 1 | Installation record (e.g., tap card) | No |  |  |  | Non-Lead - Plastic | 2002 | 1 | Installation date after lead ban | Yes | Visual inspection at the meter pit | 2023-08-10 | black poly | Non-Lead | No | No |  | Building |  |  | No
| 162 STORY AVENUE |  | No | No | Non-Lead - Copper | No | 2002 | 1 | Installation record (e.g., tap card) | No |  |  |  | Non-Lead - Plastic | 2007 | 1 | Installation date after lead ban | Yes | Customer self-identification | 2023-07-24 |  | Non-Lead | No | No |  | Single Family Residence |  |  | No
| 170 STORY AVENUE |  | No | No | Non-Lead - Copper | No | 2002 | 1 | Installation record (e.g., tap card) | No |  |  |  | Non-Lead - Plastic | 2008 | 1 | Installation date after lead ban | Yes | Customer self-identification | 2023-07-24 |  | Non-Lead | No | No |  | Single Family Residence |  |  | No
| 178 STORY AVENUE |  | No | No | Non-Lead - Copper | No | 2002 | 1 | Installation record (e.g., tap card) | No |  |  |  | Non-Lead - Plastic | 2008 | 1 | Installation date after lead ban | Yes | Customer self-identification | 2023-07-24 |  | Non-Lead | No | No |  | Single Family Residence |  |  | No
| 186 STORY AVENUE |  | No | No | Non-Lead - Copper | No | 2002 | 1 | Installation record (e.g., tap card) | No |  |  |  | Non-Lead - Plastic | 2007 | 1 | Installation date after lead ban | Yes | Customer self-identification | 2023-07-24 |  | Non-Lead | No | No |  | Single Family Residence |  |  | No
| 202 STORY AVENUE |  | Yes - Other | No | Non-Lead - Copper | No | 2002 | 1 | Installation record (e.g., tap card) | No |  |  |  | Non-Lead - Other | 2007 | 1 | Installation date after lead ban | Yes | Visual inspection at the meter pit | 2023-07-28 | Black pipe in, black pipe and copper mix out | Non-Lead | No | No |  | Building |  |  | No
| 301 STORY AVENUE |  | Yes - Other | No | Non-Lead - Copper | No | 2002 | 1 | Installation record (e.g., tap card) | No |  |  |  | Non-Lead - Plastic | 2009 | 1 | Installation date after lead ban | No |  |  |  | Non-Lead | No | No |  | Building |  |  | No
| 7193 S. HWY. 59 |  | No | No | Non-Lead - Copper | No | 2002 | 1 | Installation record (e.g., tap card) | No |  |  |  | Non-Lead - Copper | 1930 | 1 | Other | No | Other | 2002 | 1930 is the year of the school house (not in service), connected to main line in 2002 - per Josh | Non-Lead | No | No |  | Single Family Residence |  |  | No
| 7197 S. HWY. 59 |  | Yes - Other | No | Non-Lead - Copper | No | 2002 | 1 | Installation record (e.g., tap card) | No |  |  |  | Non-Lead - Plastic | 2003 | 1 | Other | Yes | Visual inspection at the meter pit | 2014 | Meter Upgrades | Non-Lead | No | No |  | Building |  |  | No
| 7508 S. HWY. 59 |  | Yes - Other | No | Non-Lead - Copper | No | 1992 | 3/4 | Installation record (e.g., tap card) | No |  |  |  | Non-Lead - Plastic | 2021 | 3/4 | Installation date after lead ban | No |  |  |  | Non-Lead | No | No |  | Single Family Residence |  |  | No
| 7508 S. HWY. 59 |  | No | No | Non-Lead - Copper | No | 1992 | 1.5 | Installation record (e.g., tap card) | No |  |  |  | Non-Lead - Copper | 1979 | 1.5 | Other | Yes | Visual inspection at the meter pit | 2014 | Meter Upgrades | Non-Lead | No | No |  | Building |  |  | No
| 15089 HWY 387 |  | Yes - Other | No | Non-Lead - Copper | No | 1979 | 1.5 | Installation record (e.g., tap card) | No |  |  |  | Non-Lead - Copper | 1998 | 1.5 | Installation date after lead ban | Yes | Visual inspection at the meter pit | 2023-08-09 |  | Non-Lead | No | No |  | Building |  |  | No
| 105 WRIGHT BLVD. - LHM #1 |  | No | No | Non-Lead - Copper | No | 1978 | 3/4 | Installation record (e.g., tap card) | No |  |  |  | Non-Lead - Copper | 1978 | 3/4 | Other | Yes | Visual inspection at the meter pit | 2014 | Meter Upgrades | Non-Lead | No | No |  | Building |  |  | No
| 105 WRIGHT BLVD. - LHM #2 |  | No | No | Non-Lead - Copper | No | 1978 | 1 | Installation record (e.g., tap card) | No |  |  |  | Non-Lead - Copper | 1978 | 1 | Other | Yes | Visual inspection at the meter pit | 2014 | Meter Upgrades | Non-Lead | No | No |  | Building |  |  | No
| 105 WRIGHT BLVD. - LHM #3 |  | No | No | Non-Lead - Copper | No | 1978 | 1.5 | Installation record (e.g., tap card) | No |  |  |  | Non-Lead - Copper | 1978 | 1.5 | Other | Yes | Visual inspection at the meter pit | 2014 | Meter Upgrades | Non-Lead | No | No |  | Building |  |  | No
| 105 WRIGHT BLVD. - LHM #4 |  | No | No | Non-Lead - Copper | No | 1978 | 2 | Installation record (e.g., tap card) | No |  |  |  | Non-Lead - Copper | 1978 | 2 | Other | Yes | Visual inspection at the meter pit | 2014 | Meter Upgrades | Non-Lead | No | No |  | Building |  |  | No
| 105 WRIGHT BLVD. - LHM #5 |  | No | No | Non-Lead - Copper | No | 1978 | 3/4 | Installation record (e.g., tap card) | No |  |  |  | Non-Lead - Copper | 1978 | 3/4 | Other | Yes | Visual inspection at the meter pit | 2014 | Meter Upgrades | Non-Lead | No | No |  | Building |  |  | No
| 105 WRIGHT BLVD. - LHM #6 |  | No | No | Non-Lead - Copper | No | 1978 | 1.5 | Installation record (e.g., tap card) | No |  |  |  | Non-Lead - Copper | 1978 | 1.5 | Other | Yes | Visual inspection at the meter pit | 2014 | Meter Upgrades | Non-Lead | No | No |  | Building |  |  | No
| 105 WRIGHT BLVD. - LHM #7 |  | No | No | Non-Lead - Copper | No | 1978 | 1 | Installation record (e.g., tap card) | No |  |  |  | Non-Lead - Copper | 1978 | 1 | Other | Yes | Visual inspection at the meter pit | 2014 | Meter Upgrades | Non-Lead | No | No |  | Building |  |  | No
| 105 WRIGHT BLVD |  | No | No | Non-Lead - Copper | No | 1978 | 4 | Installation record (e.g., tap card) | No |  |  |  | Non-Lead - Copper | 1978 | 4 |  | No |  |  |  | Non-Lead | No | No |  | Other |  |  | No
| 105 WRIGHT BLVD |  | No | No | Non-Lead - Copper | No | 1978 | 4 | Installation record (e.g., tap card) | No |  |  |  | Non-Lead - Copper | 1978 | 4 |  | No |  |  |  | Non-Lead | No | No |  | Other |  |  | No
| 100 RICHFIELD COURT |  | Yes - Other | No | Non-Lead - Copper | No | 1979 | 3/4 | Installation record (e.g., tap card) | No |  |  |  | Non-Lead - Copper | 1981 | 3/4 | Other | Yes | Visual inspection at the meter pit | 2014 | Meter Upgrades | Non-Lead | No | No |  | Building |  |  | No
| 105 RICHFIELD COURT |  | Yes - Other | No | Non-Lead - Copper | No | 1979 | 3/4 | Installation record (e.g., tap card) | No |  |  |  | Non-Lead - Copper | 1980 | 3/4 | Other | Yes | Visual inspection at the meter pit | 2014 | Meter Upgrades | Non-Lead | No | No |  | Building |  |  | No
| 110 RICHFIELD COURT - A |  | No | No | Non-Lead - Copper | No | 1979 | 3/4 | Installation record (e.g., tap card) | No |  |  |  | Non-Lead - Copper | 1981 | 3/4 | Other | Yes | Visual inspection at the meter pit | 2014 | Meter Upgrades | Non-Lead | No | No |  | Building |  |  | No
| 110 RICHFIELD COURT - B |  | No | No | Non-Lead - Copper | No | 1979 | 2 | Installation record (e.g., tap card) | No |  |  |  | Non-Lead - Copper | 1981 | 2 | Other | Yes | Visual inspection at the meter pit | 2014 | Meter Upgrades | Non-Lead | No | No |  | Building |  |  | No
| 115 RICHFIELD COURT |  | Yes - Other | No | Non-Lead - Copper | No | 1979 | 3/4 | Installation record (e.g., tap card) | No |  |  |  | Non-Lead - Copper | 1983 | 3/4 | Other | Yes | Visual inspection at the meter pit | 2014 | Meter Upgrades | Non-Lead | No | No |  | Building |  |  | No
| 121 RICHFIELD COURT |  | No | No | Non-Lead - Copper | No | 1979 | 3/4 | Installation record (e.g., tap card) | No |  |  |  | Non-Lead - Copper | 1983 | 3/4 | Other | Yes | Visual inspection at the meter pit | 2014 | Meter Upgrades | Non-Lead | No | No |  | Other |  |  | No
| 200 RICHFIELD COURT |  | Yes - Other | No | Non-Lead - Copper | No | 1979 | 3/4 | Installation record (e.g., tap card) | No |  |  |  | Non-Lead - Copper | 1983 | 3/4 | Other | Yes | Visual inspection at the meter pit | 2014 | Meter Upgrades | Non-Lead | No | No |  | Building |  |  | No
| MINI WAREHOUSES |  | No | No | Non-Lead - Copper | No | 1978 | 3/4 | Installation record (e.g., tap card) | No |  |  |  | Non-Lead - Copper | 1989 | 3/4 | Installation date after lead ban | No |  |  |  | Non-Lead | No | No |  | Building |  |  | No
| SHOP OFFICE |  | Yes - Other | No | Non-Lead - Copper | No | ? | 3/4 |  | No |  |  |  | Non-Lead - Copper | ? | 3/4 |  | Yes | Visual inspection at the meter pit | 2023-08-23 |  | Non-Lead | No | No |  | Building |  |  | No
| 1476 GUNNER ROAD |  | No | No | Non-Lead - Copper | No | 2013 | 3/4 | Service line repair or replacement record | Yes | Mechanical excavation at one location | 2014-06-01 |  | Non-Lead - Plastic | 2019 | 3/4 | Installation date after lead ban | Yes | Mechanical excavation at one location | 2014-06-01 |  | Non-Lead | No | No |  | Other |  |  | No
| 1498 GUNNER ROAD |  | No | No | Non-Lead - Copper | No | 2013 | 1 | Installation record (e.g., tap card) | No |  |  |  | Non-Lead - Plastic | 2014 | 1 | Installation date after lead ban | No |  |  |  | Non-Lead | No | No |  | Single Family Residence |  |  | No
| 1500 GUNNER ROAD |  | No | No | Non-Lead - Copper | No | 2013 | 1 | Installation record (e.g., tap card) | No |  |  |  | Non-Lead - Plastic | 1997 | 1 | Installation date after lead ban | Yes | Visual inspection at the meter pit | 2023-08-08 |  | Non-Lead | No | No |  | Single Family Residence |  |  | No
| 1501 GUNNER ROAD |  | No | No | Non-Lead - Copper | No | 2013 | 1 | Installation record (e.g., tap card) | No |  |  |  | Non-Lead - Plastic | 2000 | 1 | Installation date after lead ban | No |  |  |  | Non-Lead | No | No |  | Single Family Residence |  |  | No
| 1502 GUNNER ROAD |  | No | No | Non-Lead - Copper | No | 2013 | 1 | Installation record (e.g., tap card) | No |  |  |  | Non-Lead - Plastic | 2005 | 1 | Installation date after lead ban | No |  |  |  | Non-Lead | No | No |  | Single Family Residence |  |  | No
| 4 MELICIA DRIVE |  | No | No | Non-Lead - Copper | No | 2000 | 3/4 | Installation record (e.g., tap card) | No |  |  |  | Non-Lead - Other | 1995 | 3/4 | Installation date after lead ban | Yes | Visual inspection at the meter pit | 2023-08-21 | thermal riser, copper, pex | Non-Lead | No | No |  | Single Family Residence |  |  | No
| 5 MELICIA DRIVE |  | No | No | Non-Lead - Copper | No | 2000 | 3/4 | Installation record (e.g., tap card) | No |  |  |  | Non-Lead - Plastic | 2002 | 3/4 | Installation date after lead ban | No |  |  |  | Non-Lead | No | No |  | Single Family Residence |  |  | No
| 6 MELICIA DRIVE |  | No | No | Non-Lead - Copper | No | 2001 | 1 | Installation record (e.g., tap card) | No |  |  |  | Non-Lead - Plastic | 1999 | 1 | Installation date after lead ban | Yes | Visual inspection at the meter pit | 2023-08-10 | thermal riser, pex | Non-Lead | No | No |  | Single Family Residence |  |  | No
| 3 CHAD ROAD |  | No | No | Non-Lead - Copper | No | 1997 | 3/4 | Installation record (e.g., tap card) | No |  |  |  | Non-Lead - Plastic | 2002 | 3/4 | Installation date after lead ban | No |  |  |  | Non-Lead | No | No |  | Single Family Residence |  |  | No
| 4 CHAD ROAD |  | No | No | Non-Lead - Copper | No | 1997 | 1 | Installation record (e.g., tap card) | No |  |  |  | Non-Lead - Plastic | 2000 | 1 | Installation date after lead ban | No |  |  |  | Non-Lead | No | No |  | Single Family Residence |  |  | No
| 11 CHAD ROAD |  | No | No | Non-Lead - Copper | No | 1997 | 3/4 | Installation record (e.g., tap card) | No |  |  |  | Non-Lead - Plastic | 2001 | 3/4 | Installation date after lead ban | No |  |  |  | Non-Lead | No | No |  | Single Family Residence |  |  | No
| 12 CHAD ROAD |  | No | No | Non-Lead - Copper | No | 1997 | 1 | Installation record (e.g., tap card) | No |  |  |  | Non-Lead - Copper | 1985 | 1 | Other | Yes | Visual inspection at the meter pit | 2014 | Meter Upgrades | Non-Lead | No | No |  | Single Family Residence |  |  | Yes
| 26 CHAD ROAD |  | No | No | Non-Lead - Copper | No | 1997 | 1 | Installation record (e.g., tap card) | No |  |  |  | Non-Lead - Plastic | 2000 | 1 | Installation date after lead ban | No |  |  |  | Non-Lead | No | No |  | Single Family Residence |  |  | No
| 30 CHAD ROAD |  | No | No | Non-Lead - Copper | No | 1997 | 3/4 | Installation record (e.g., tap card) | No |  |  |  | Non-Lead - Plastic | 2001 | 3/4 | Installation date after lead ban | No |  |  |  | Non-Lead | No | No |  | Single Family Residence |  |  | No
| 33 CHAD ROAD |  | No | No | Non-Lead - Copper | No | 1997 | 3/4 | Installation record (e.g., tap card) | No |  |  |  | Non-Lead - Plastic | 2004 | 3/4 | Installation date after lead ban | No |  |  |  | Non-Lead | No | No |  | Single Family Residence |  |  | No
| 36 CHAD ROAD |  | No | No | Non-Lead - Copper | No | 1997 | 3/4 | Installation record (e.g., tap card) | No |  |  |  | Non-Lead - Plastic | 2000 | 3/4 | Installation date after lead ban | No |  |  |  | Non-Lead | No | No |  | Single Family Residence |  |  | No
| 37 CHAD ROAD |  | No | No | Non-Lead - Copper | No | 1997 | 3/4 | Installation record (e.g., tap card) | No |  |  |  | Non-Lead - Plastic | 2000 | 3/4 | Installation date after lead ban | No |  |  |  | Non-Lead | No | No |  | Single Family Residence |  |  | No
| 42 CHAD ROAD |  | No | No | Non-Lead - Copper | No | 1997 | 1 | Installation record (e.g., tap card) | No |  |  |  | Non-Lead - Copper | 1981 | 1 |  | No |  |  |  | Non-Lead | No | No |  | Single Family Residence |  |  | No
| 48 CHAD ROAD |  | No | No | Non-Lead - Copper | No | 1997 | 3/4 | Installation record (e.g., tap card) | No |  |  |  | Non-Lead - Plastic | 1999 | 3/4 | Installation date after lead ban | Yes | Customer self-identification | 2023-07-24 |  | Non-Lead | No | No |  | Single Family Residence |  |  | No
| 54 CHAD ROAD |  | No | No | Non-Lead - Copper | No | 1997 | 3/4 | Installation record (e.g., tap card) | No |  |  |  | Non-Lead - Plastic | 1999 | 3/4 | Installation date after lead ban | Yes | Visual inspection at the meter pit | 2023-08-21 | pvc | Non-Lead | No | No |  | Single Family Residence |  |  | No
| 57 CHAD ROAD |  | No | No | Non-Lead - Copper | No | 1997 | 3/4 | Installation record (e.g., tap card) | No |  |  |  | Non-Lead - Other | 1997 | 3/4 | Installation date after lead ban | No |  |  | MATERIAL UNKNOWN, non lead | Non-Lead | No | No |  | Single Family Residence |  |  | No
| 62 CHAD ROAD |  | No | No | Non-Lead - Copper | No | 1997 | 1 | Installation record (e.g., tap card) | No |  |  |  | Non-Lead - Plastic | 2000 | 1 | Installation date after lead ban | No |  |  |  | Non-Lead | No | No |  | Single Family Residence |  |  | No
| 5 BURESH COURT |  | No | No | Non-Lead - Copper | No | 1991 | 1 | Installation record (e.g., tap card) | No |  |  |  | Non-Lead - Plastic | 2000 | 1 | Installation date after lead ban | No |  |  |  | Non-Lead | No | No |  | Single Family Residence |  |  | No
| 6 BURESH COURT |  | No | No | Non-Lead - Copper | No | 1991 | 3/4 | Installation record (e.g., tap card) | No |  |  |  | Non-Lead - Plastic | 2016 | 3/4 | Installation date after lead ban | No |  |  |  | Non-Lead | No | No |  | Single Family Residence |  |  | No
| 8 BURESH COURT |  | No | No | Non-Lead - Copper | No | 1991 | 1 | Installation record (e.g., tap card) | No |  |  |  | Non-Lead - Plastic | 1997 | 1 | Installation date after lead ban | Yes | Customer self-identification | 2023-07-24 |  | Non-Lead | No | No |  | Single Family Residence |  |  | No
| 13 BURESH COURT |  | No | No | Non-Lead - Copper | No | 1991 | 1 | Installation record (e.g., tap card) | No |  |  |  | Non-Lead - Plastic | 1999 | 1 | Installation date after lead ban | Yes | Customer self-identification | 2023-07-24 |  | Non-Lead | No | No |  | Single Family Residence |  |  | No
| 115 NELSON COURT |  | No | No | Non-Lead - Copper | No | 1997 | 1 | Installation record (e.g., tap card) | No |  |  |  | Non-Lead - Plastic | 2000 | 1 | Installation date after lead ban | No |  |  |  | Non-Lead | No | No |  | Single Family Residence |  |  | No
| 210 NELSON COURT |  | No | No | Non-Lead - Copper | No | 1997 | 3/4 | Installation record (e.g., tap card) | No |  |  |  | Non-Lead - Plastic | 1999 | 3/4 | Installation date after lead ban | Yes | Customer self-identification | 2023-07-24 |  | Non-Lead | No | No |  | Single Family Residence |  |  | No
| 215 NELSON COURT |  | No | No | Non-Lead - Copper | No | 1997 | 3/4 | Installation record (e.g., tap card) | No |  |  |  | Non-Lead - Plastic | 2001 | 3/4 | Installation date after lead ban | No |  |  |  | Non-Lead | No | No |  | Single Family Residence |  |  | No
| 4 DUFFY ROAD |  | No | No | Non-Lead - Copper | No | 2009 | 3/4 | Installation record (e.g., tap card) | No |  |  |  | Non-Lead - Plastic | 2003 | 3/4 | Installation date after lead ban | No |  |  |  | Non-Lead | No | No |  | Single Family Residence |  |  | No
| 5 DUFFY ROAD |  | No | No | Non-Lead - Copper | No | 2009 | 1 | Installation record (e.g., tap card) | No |  |  |  | Non-Lead - Plastic | 2000 | 1 | Installation date after lead ban | No |  |  |  | Non-Lead | No | No |  | Single Family Residence |  |  | No
| 12 DUFFY ROAD |  | No | No | Non-Lead - Copper | No | 2001 | 3/4 | Installation record (e.g., tap card) | No |  |  |  | Non-Lead - Plastic | 2002 | 3/4 | Installation date after lead ban | No |  |  |  | Non-Lead | No | No |  | Single Family Residence |  |  | No
| 17 DUFFY ROAD |  | No | No | Non-Lead - Copper | No | 2001 | 3/4 | Installation record (e.g., tap card) | No |  |  |  | Non-Lead - Plastic | 1999 | 3/4 | Installation date after lead ban | Yes | Customer self-identification | 2023-07-24 |  | Non-Lead | No | No |  | Single Family Residence |  |  | No
| 18 DUFFY ROAD |  | No | No | Non-Lead - Copper | No | 2001 | 3/4 | Installation record (e.g., tap card) | No |  |  |  | Non-Lead - Copper | 1995 | 3/4 | Installation date after lead ban | Yes | Visual inspection at the meter pit | 2023-08-10 | Thermal riser, copper | Non-Lead | No | No |  | Single Family Residence |  |  | No
| 28 DUFFY ROAD |  | No | No | Non-Lead - Copper | No | 2001 | 3/4 | Installation record (e.g., tap card) | No |  |  |  | Non-Lead - Plastic | 2015 | 3/4 | Installation date after lead ban | No |  |  |  | Non-Lead | No | No |  | Single Family Residence |  |  | No
| 29 DUFFY ROAD |  | No | No | Non-Lead - Copper | No | 2001 | 3/4 | Installation record (e.g., tap card) | No |  |  |  | Non-Lead - Plastic | 2003 | 3/4 | Installation date after lead ban | No |  |  |  | Non-Lead | No | No |  | Single Family Residence |  |  | No
| 32 DUFFY ROAD |  | No | No | Non-Lead - Copper | No | 2001 | 1 | Installation record (e.g., tap card) | No |  |  |  | Non-Lead - Plastic | 2004 | 1 | Installation date after lead ban | No |  |  |  | Non-Lead | No | No |  | Single Family Residence |  |  | No
| 36 DUFFY ROAD |  | No | No | Non-Lead - Copper | No | 2001 | 3/4 | Installation record (e.g., tap card) | No |  |  |  | Non-Lead - Plastic | 2004 | 3/4 | Installation date after lead ban | No |  |  |  | Non-Lead | No | No |  | Single Family Residence |  |  | No
| 44 DUFFY ROAD |  | No | No | Non-Lead - Copper | No | 2001 | 3/4 | Installation record (e.g., tap card) | No |  |  |  | Non-Lead - Plastic | 2005 | 3/4 | Installation date after lead ban | No |  |  |  | Non-Lead | No | No |  | Single Family Residence |  |  | No
| 51 DUFFY ROAD |  | No | No | Non-Lead - Copper | No | 2001 | 1 | Installation record (e.g., tap card) | No |  |  |  | Non-Lead - Plastic | 2012 | 1 | Installation date after lead ban | No |  |  |  | Non-Lead | No | No |  | Single Family Residence |  |  | No
| 54 DUFFY ROAD |  | No | No | Non-Lead - Copper | No | 2001 | 3/4 | Installation record (e.g., tap card) | No |  |  |  | Non-Lead - Plastic | 2005 | 3/4 | Installation date after lead ban | No |  |  |  | Non-Lead | No | No |  | Single Family Residence |  |  | No
| 60 DUFFY ROAD |  | No | No | Non-Lead - Copper | No | 2001 | 3/4 | Installation record (e.g., tap card) | No |  |  |  | Non-Lead - Plastic | 2006 | 3/4 | Installation date after lead ban | No |  |  |  | Non-Lead | No | No |  | Single Family Residence |  |  | No
| 64 DUFFY ROAD |  | No | No | Non-Lead - Copper | No | 2001 | 3/4 | Installation record (e.g., tap card) | No |  |  |  | Non-Lead - Plastic | 2004 | 3/4 | Installation date after lead ban | No |  |  |  | Non-Lead | No | No |  | Single Family Residence |  |  | No
| 72 DUFFY ROAD |  | No | No | Non-Lead - Copper | No | 2001 | 1 | Installation record (e.g., tap card) | No |  |  |  | Non-Lead - Plastic | 2012 | 1 | Installation date after lead ban | No |  |  |  | Non-Lead | No | No |  | Single Family Residence |  |  | No
| 76 DUFFY ROAD |  | No | No | Non-Lead - Copper | No | 2001 | 1 | Installation record (e.g., tap card) | No |  |  |  | Non-Lead - Plastic | 2013 | 1 | Installation date after lead ban | No |  |  |  | Non-Lead | No | No |  | Single Family Residence |  |  | No
| 85 DUFFY ROAD |  | No | No | Non-Lead - Copper | No | 2001 | 1 | Installation record (e.g., tap card) | No |  |  |  | Non-Lead - Plastic | 2009 | 1 | Installation date after lead ban | No |  |  |  | Non-Lead | No | No |  | Single Family Residence |  |  | No
| 89 DUFFY ROAD |  | No | No | Non-Lead - Copper | No | 2001 | 1 | Installation record (e.g., tap card) | No |  |  |  | Non-Lead - Plastic | 2009 | 1 | Installation date after lead ban | No |  |  |  | Non-Lead | No | No |  | Single Family Residence |  |  | No
| 93 DUFFY ROAD |  | No | No | Non-Lead - Copper | No | 2001 | 1 | Installation record (e.g., tap card) | No |  |  |  | Non-Lead - Plastic | 2010 | 1 | Installation date after lead ban | No |  |  |  | Non-Lead | No | No |  | Single Family Residence |  |  | No
| 99 DUFFY ROAD |  | No | No | Non-Lead - Copper | No | 2001 | 1 | Installation record (e.g., tap card) | No |  |  |  | Non-Lead - Plastic | 2000 | 1 | Installation date after lead ban | No |  |  |  | Non-Lead | No | No |  | Single Family Residence |  |  | No
| 100 DUFFY ROAD |  | No | No | Non-Lead - Copper | No | 1991 | 1 | Installation record (e.g., tap card) | No |  |  |  | Non-Lead - Plastic | 1996 | 1 | Installation date after lead ban | Yes | Visual inspection at the meter pit | 2023-08-10 | Thermal riser, blue poly | Non-Lead | No | No |  | Single Family Residence |  |  | No
| 104 DUFFY ROAD |  | No | No | Non-Lead - Copper | No | 2001 | 1 | Installation record (e.g., tap card) | No |  |  |  | Non-Lead - Plastic | 2009 | 1 | Installation date after lead ban | No |  |  |  | Non-Lead | No | No |  | Single Family Residence |  |  | No
| 108 DUFFY ROAD |  | No | No | Non-Lead - Copper | No | 1997 | 1 | Installation record (e.g., tap card) | No |  |  |  | Non-Lead - Plastic | 2007 | 1 | Installation date after lead ban | No |  |  |  | Non-Lead | No | No |  | Single Family Residence |  |  | No
| 110 DUFFY ROAD |  | No | No | Non-Lead - Copper | No | 1997 | 3/4 | Installation record (e.g., tap card) | No |  |  |  | Non-Lead - Plastic | 2001 | 3/4 | Installation date after lead ban | No |  |  |  | Non-Lead | No | No |  | Single Family Residence |  |  | No
| 6 DRISKELL COURT |  | No | No | Non-Lead - Copper | No | 2011 | 1 | Installation record (e.g., tap card) | No |  |  |  | Non-Lead - Plastic | 2013 | 1 | Installation date after lead ban | No |  |  |  | Non-Lead | No | No |  | Single Family Residence |  |  | No
| 9 DRISKELL COURT |  | No | No | Non-Lead - Copper | No | 2011 | 1 | Installation record (e.g., tap card) | No |  |  |  | Non-Lead - Plastic | 2012 | 1 | Installation date after lead ban | No |  |  |  | Non-Lead | No | No |  | Single Family Residence |  |  | No
| 12 DRISKELL COURT |  | No | No | Non-Lead - Copper | No | 2011 | 1 | Installation record (e.g., tap card) | No |  |  |  | Non-Lead - Plastic | 2013 | 1 | Installation date after lead ban | No |  |  |  | Non-Lead | No | No |  | Single Family Residence |  |  | No
| 15 DRISKELL COURT |  | No | No | Non-Lead - Copper | No | 2011 | 1 | Installation record (e.g., tap card) | No |  |  |  | Non-Lead - Plastic | 2015 | 1 | Installation date after lead ban | No |  |  |  | Non-Lead | No | No |  | Single Family Residence |  |  | No
| 18 DRISKELL COURT |  | No | No | Non-Lead - Copper | No | 2011 | 1 | Installation record (e.g., tap card) | No |  |  |  | Non-Lead - Plastic | 2013 | 1 | Installation date after lead ban | No |  |  |  | Non-Lead | No | No |  | Single Family Residence |  |  | No
| 21 DRISKELL COURT |  | No | No | Non-Lead - Copper | No | 2011 | 1 | Installation record (e.g., tap card) | No |  |  |  | Non-Lead - Plastic | 2014 | 1 | Installation date after lead ban | No |  |  |  | Non-Lead | No | No |  | Single Family Residence |  |  | No
| 34 WILLIAMS ROAD |  | No | No | Non-Lead - Copper | No | 2002 | 3/4 | Installation record (e.g., tap card) | No |  |  |  | Non-Lead - Plastic | 2004 | 3/4 | Installation date after lead ban | No |  |  |  | Non-Lead | No | No |  | Single Family Residence |  |  | No
| 36 WILLIAMS ROAD |  | No | No | Non-Lead - Copper | No | 2002 | 3/4 | Installation record (e.g., tap card) | No |  |  |  | Non-Lead - Plastic | 2004 | 3/4 | Installation date after lead ban | No |  |  |  | Non-Lead | No | No |  | Single Family Residence |  |  | No
| 2 NOONAN ROAD |  | No | No | Non-Lead - Copper | No | ? | 1 |  | No |  |  |  | Non-Lead - Plastic | 2004 | 1 | Installation date after lead ban | No |  |  |  | Non-Lead | No | No |  | Single Family Residence |  |  | No
| 19 NOONAN ROAD |  | No | No | Non-Lead - Copper | No | 2001 | 3/4 | Installation record (e.g., tap card) | No |  |  |  | Non-Lead - Plastic | 2002 | 3/4 | Installation date after lead ban | No |  |  |  | Non-Lead | No | No |  | Single Family Residence |  |  | No
| 27 NOONAN ROAD |  | No | No | Non-Lead - Copper | No | 2001 | 1 | Installation record (e.g., tap card) | No |  |  |  | Non-Lead - Plastic | 2002 | 1 | Installation date after lead ban | No |  |  |  | Non-Lead | No | No |  | Single Family Residence |  |  | No
| 30 NOONAN ROAD |  | No | No | Non-Lead - Copper | No | ? | 1 |  | No |  |  |  | Non-Lead - Plastic | 2006 | 1 | Installation date after lead ban | No |  |  |  | Non-Lead | No | No |  | Single Family Residence |  |  | No
| 34 NOONAN ROAD |  | No | No | Non-Lead - Copper | No | 2001 | 1 | Service line repair or replacement record | Yes | Mechanical excavation at one location | 2014-08-01 |  | Non-Lead - Copper | 1995 | 1 | Service line repair or replacement record | Yes | Mechanical excavation at one location | 2014-08-01 |  | Non-Lead | No | No |  | Single Family Residence |  |  | No
| 35 NOONAN ROAD |  | No | No | Non-Lead - Copper | No | 2001 | 1 | Installation record (e.g., tap card) | No |  |  |  | Non-Lead - Copper | 1995 | 1 | Installation date after lead ban | Yes | Visual inspection at the meter pit | 2023-08-18 | Copper, thermal riser | Non-Lead | No | No |  | Single Family Residence |  |  | No
| 40 NOONAN ROAD |  | No | No | Non-Lead - Copper | No | 2001 | 3/4 | Installation record (e.g., tap card) | No |  |  |  | Non-Lead - Plastic | 2006 | 3/4 | Installation date after lead ban | No |  |  |  | Non-Lead | No | No |  | Single Family Residence |  |  | No
| 50 NOONAN ROAD |  | No | No | Non-Lead - Copper | No | 2001 | 1 | Service line repair or replacement record | Yes | Mechanical excavation at one location | 2016-10-01 |  | Non-Lead - Copper | 1998 | 1 | Service line repair or replacement record | Yes | Mechanical excavation at one location | 2016-10-01 |  | Non-Lead | No | No |  | Single Family Residence |  |  | No
| 57 NOONAN ROAD |  | No | No | Non-Lead - Copper | No | 2001 | 3/4 | Installation record (e.g., tap card) | No |  |  |  | Non-Lead - Plastic | 2004 | 3/4 | Installation date after lead ban | No |  |  |  | Non-Lead | No | No |  | Single Family Residence |  |  | No
| 65 NOONAN ROAD |  | No | No | Non-Lead - Copper | No | 2001 | 3/4 | Installation record (e.g., tap card) | No |  |  |  | Non-Lead - Plastic | 2003 | 3/4 | Installation date after lead ban | No |  |  |  | Non-Lead | No | No |  | Single Family Residence |  |  | No
| 120 NOONAN ROAD |  | No | No | Non-Lead - Copper | No | 2002 | 1 | Service line repair or replacement record | Yes | Mechanical excavation at one location | 2015-08-01 |  | Non-Lead - Copper | 1997 | 1 | Service line repair or replacement record | Yes | Mechanical excavation at one location | 2015-08-01 |  | Non-Lead | No | No |  | Single Family Residence |  |  | No
| 120-B NOONAN ROAD |  | No | No | Non-Lead - Copper | No | 2002 | 1 | Installation record (e.g., tap card) | No |  |  |  | Non-Lead - Plastic | 2015 | 1 | Installation date after lead ban | No |  |  |  | Non-Lead | No | No |  | Single Family Residence |  |  | No
| 140 NOONAN ROAD |  | No | No | Non-Lead - Copper | No | 2002 | 1 | Installation record (e.g., tap card) | No |  |  |  | Non-Lead - Plastic | 2013 | 1 | Installation date after lead ban | No |  |  |  | Non-Lead | No | No |  | Single Family Residence |  |  | No
| 161 NOONAN ROAD |  | No | No | Non-Lead - Copper | No | 2002 | 1 | Installation record (e.g., tap card) | No |  |  |  | Non-Lead - Plastic | 2011 | 1 | Installation date after lead ban | No |  |  |  | Non-Lead | No | No |  | Single Family Residence |  |  | No
| 171 NOONAN ROAD |  | No | No | Non-Lead - Copper | No | 2002 | 1 | Installation record (e.g., tap card) | No |  |  |  | Non-Lead - Plastic | 2010 | 1 | Installation date after lead ban | No |  |  |  | Non-Lead | No | No |  | Single Family Residence |  |  | No
| 193 NOONAN ROAD |  | No | No | Non-Lead - Copper | No | 2002 | 1 | Installation record (e.g., tap card) | No |  |  |  | Non-Lead - Plastic | 2008 | 1 | Installation date after lead ban | No |  |  |  | Non-Lead | No | No |  | Single Family Residence |  |  | No
| 25 COWBOY WAY |  | No | No | Non-Lead - Copper | No | 2005 | 1 | Installation record (e.g., tap card) | No |  |  |  | Non-Lead - Plastic | 2007 | 1 | Installation date after lead ban | No |  |  |  | Non-Lead | No | No |  | Single Family Residence |  |  | No
| 28 COWBOY WAY |  | No | No | Non-Lead - Copper | No | 2005 | 1 | Service line repair or replacement record | Yes | Mechanical excavation at one location | 2016-06-01 |  | Non-Lead - Copper | 2017 | 1 | Service line repair or replacement record | Yes | Mechanical excavation at one location | 2016-06-01 |  | Non-Lead | No | No |  | Single Family Residence |  |  | No
| 39 COWBOY WAY |  | No | No | Non-Lead - Copper | No | 2005 | 1 | Installation record (e.g., tap card) | No |  |  |  | Non-Lead - Plastic | 2005 | 1 | Installation date after lead ban | No |  |  |  | Non-Lead | No | No |  | Single Family Residence |  |  | No
| 62 COWBOY WAY |  | No | No | Non-Lead - Copper | No | 2008 | 1 | Installation record (e.g., tap card) | No |  |  |  | Non-Lead - Plastic | 2011 | 1 | Installation date after lead ban | No |  |  |  | Non-Lead | No | No |  | Single Family Residence |  |  | No
| 63 COWBOY WAY |  | No | No | Non-Lead - Copper | No | 2008 | 1 | Installation record (e.g., tap card) | No |  |  |  | Non-Lead - Copper | 1993 | 1 | Installation date after lead ban | Yes | Visual inspection at the meter pit | 2023-08-11 | thermal riser, copper | Non-Lead | No | No |  | Single Family Residence |  |  | No
| 68 COWBOY WAY |  | No | No | Non-Lead - Copper | No | 2008 | 1 | Installation record (e.g., tap card) | No |  |  |  | Non-Lead - Plastic | 2011 | 1 | Installation date after lead ban | No |  |  |  | Non-Lead | No | No |  | Single Family Residence |  |  | No
| 69 COWBOY WAY |  | No | No | Non-Lead - Copper | No | 2008 | 1 | Installation record (e.g., tap card) | No |  |  |  | Non-Lead - Plastic | 2013 | 1 | Installation date after lead ban | No |  |  |  | Non-Lead | No | No |  | Single Family Residence |  |  | No
| 6 IRON CROSS COURT |  | No | No | Non-Lead - Copper | No | 2005 | 1 | Installation record (e.g., tap card) | No |  |  |  | Non-Lead - Plastic | 2007 | 1 | Installation date after lead ban | No |  |  |  | Non-Lead | No | No |  | Single Family Residence |  |  | No
| 7 IRON CROSS COURT |  | No | No | Non-Lead - Copper | No | 2005 | 1 | Installation record (e.g., tap card) | No |  |  |  | Non-Lead - Plastic | 2007 | 1 | Installation date after lead ban | No |  |  |  | Non-Lead | No | No |  | Single Family Residence |  |  | No
| 10 IRON CROSS COURT |  | No | No | Non-Lead - Copper | No | 2005 | 1 | Installation record (e.g., tap card) | No |  |  |  | Non-Lead - Plastic | 2007 | 1 | Installation date after lead ban | No |  |  |  | Non-Lead | No | No |  | Single Family Residence |  |  | No
| 11 IRON CROSS COURT |  | No | No | Non-Lead - Copper | No | 2005 | 1 | Installation record (e.g., tap card) | No |  |  |  | Non-Lead - Plastic | 2007 | 1 | Installation date after lead ban | No |  |  |  | Non-Lead | No | No |  | Single Family Residence |  |  | No
| 14 IRON CROSS COURT |  | No | No | Non-Lead - Copper | No | 2005 | 1 | Installation record (e.g., tap card) | No |  |  |  | Non-Lead - Plastic | 2007 | 1 | Installation date after lead ban | No |  |  |  | Non-Lead | No | No |  | Single Family Residence |  |  | No
| 15 IRON CROSS COURT |  | No | No | Non-Lead - Copper | No | 2005 | 1 | Installation record (e.g., tap card) | No |  |  |  | Non-Lead - Plastic | 2007 | 1 | Installation date after lead ban | No |  |  |  | Non-Lead | No | No |  | Single Family Residence |  |  | No
| 18 IRON CROSS COURT |  | No | No | Non-Lead - Copper | No | 2005 | 1 | Installation record (e.g., tap card) | No |  |  |  | Non-Lead - Plastic | 2007 | 1 | Installation date after lead ban | No |  |  |  | Non-Lead | No | No |  | Single Family Residence |  |  | No
| 19 IRON CROSS COURT |  | No | No | Non-Lead - Copper | No | 2005 | 1 | Installation record (e.g., tap card) | No |  |  |  | Non-Lead - Plastic | 2007 | 1 | Installation date after lead ban | No |  |  |  | Non-Lead | No | No |  | Single Family Residence |  |  | No
| 7 JENSEN COURT |  | No | No | Non-Lead - Copper | No | 2008 | 1 | Installation record (e.g., tap card) | No |  |  |  | Non-Lead - Plastic | 2013 | 1 | Installation date after lead ban | No |  |  |  | Non-Lead | No | No |  | Single Family Residence |  |  | No
| 8 JENSEN COURT |  | No | No | Non-Lead - Copper | No | 2008 | 1 | Service line repair or replacement record | Yes | Mechanical excavation at one location | 2014-05-01 |  | Non-Lead - Plastic | 2013 | 1 | Installation date after lead ban | Yes | Mechanical excavation at one location | 2014-05-01 |  | Non-Lead | No | No |  | Single Family Residence |  |  | No
| 36 HICKS ROAD |  | No | No | Non-Lead - Copper | No | 2001 | 1 | Installation record (e.g., tap card) | No |  |  |  | Non-Lead - Plastic | 2003 | 1 | Installation date after lead ban | No |  |  |  | Non-Lead | No | No |  | Single Family Residence |  |  | No
| 36 MEISTER ROAD |  | No | No | Non-Lead - Copper | No | 2001 | 3/4 | Installation record (e.g., tap card) | No |  |  |  | Non-Lead - Plastic | 2003 | 3/4 | Installation date after lead ban | No |  |  |  | Non-Lead | No | No |  | Single Family Residence |  |  | No
| 38 MEISTER ROAD |  | No | No | Non-Lead - Copper | No | 2002 | 1 | Installation record (e.g., tap card) | No |  |  |  | Non-Lead - Plastic | 1995 | 1 | Installation date after lead ban | Yes | Visual inspection at the meter pit | 2023-08-09 | blue poly | Non-Lead | No | No |  | Single Family Residence |  |  | No
| 39 MEISTER ROAD |  | No | No | Non-Lead - Copper | No | 2002 | 1 | Service line repair or replacement record | Yes | Mechanical excavation at one location | 2014-03-01 |  | Non-Lead - Plastic | 1999 | 1 | Service line repair or replacement record | Yes | Mechanical excavation at one location | 2014-03-01 |  | Non-Lead | No | No |  | Single Family Residence |  |  | No
| 42 MEISTER ROAD |  | No | No | Non-Lead - Copper | No | 2002 | 3/4 | Installation record (e.g., tap card) | No |  |  |  | Non-Lead - Plastic | 2009 | 3/4 | Installation date after lead ban | No |  |  |  | Non-Lead | No | No |  | Single Family Residence |  |  | No
| 63 MEISTER ROAD |  | No | No | Non-Lead - Copper | No | 2002 | 1 | Installation record (e.g., tap card) | No |  |  |  | Non-Lead - Copper | 1972 | 1 | Other | Yes | Visual inspection at the meter pit | 2014 | Meter Upgrades | Non-Lead | No | No |  | Single Family Residence |  |  | No
| 67 MEISTER ROAD |  | No | No | Non-Lead - Copper | No | 2002 | 1 | Installation record (e.g., tap card) | No |  |  |  | Non-Lead - Copper | 1984 | 1 | Other | Yes | Visual inspection at the meter pit | 2023-08-08 | Water sampling & visual inspection | Non-Lead | No | No |  | Single Family Residence |  |  | Yes
| 1 LEVI ROAD |  | No | No | Non-Lead - Copper | No | 2007 | 1 | Installation record (e.g., tap card) | No |  |  |  | Non-Lead - Plastic | 2008 | 1 | Installation date after lead ban | No |  |  |  | Non-Lead | No | No |  | Single Family Residence |  |  | No
| 2 LEVI ROAD |  | No | No | Non-Lead - Copper | No | 2007 | 1 | Installation record (e.g., tap card) | No |  |  |  | Non-Lead - Plastic | 2008 | 1 | Installation date after lead ban | No |  |  |  | Non-Lead | No | No |  | Single Family Residence |  |  | No
| 5 LEVI ROAD |  | No | No | Non-Lead - Copper | No | 2007 | 1 | Installation record (e.g., tap card) | No |  |  |  | Non-Lead - Plastic | 2008 | 1 | Installation date after lead ban | No |  |  |  | Non-Lead | No | No |  | Single Family Residence |  |  | No
| 9 LEVI ROAD |  | No | No | Non-Lead - Copper | No | 2007 | 1 | Service line repair or replacement record | Yes | Mechanical excavation at one location | 2017-02-01 |  | Non-Lead - Plastic | 2008 | 1 | Installation date after lead ban | Yes | Mechanical excavation at one location | 2017-02-01 |  | Non-Lead | No | No |  | Single Family Residence |  |  | No
| 10 LEVI ROAD |  | No | No | Non-Lead - Copper | No | 2007 | 1 | Installation record (e.g., tap card) | No |  |  |  | Non-Lead - Plastic | 2008 | 1 | Installation date after lead ban | No |  |  |  | Non-Lead | No | No |  | Single Family Residence |  |  | No
| 6 GARRETT COURT |  | No | No | Non-Lead - Copper | No | ? | 1 |  | No |  |  |  | Non-Lead - Plastic | 2007 | 1 | Installation date after lead ban | No |  |  |  | Non-Lead | No | No |  | Single Family Residence |  |  | No
| 10 GARRETT COURT |  | No | No | Non-Lead - Copper | No | ? | 1 |  | No |  |  |  | Non-Lead - Plastic | 2007 | 1 | Installation date after lead ban | No |  |  |  | Non-Lead | No | No |  | Single Family Residence |  |  | No
| 14 GARRETT COURT |  | No | No | Non-Lead - Copper | No | ? | 1 |  | No |  |  |  | Non-Lead - Plastic | 2006 | 1 | Installation date after lead ban | No |  |  |  | Non-Lead | No | No |  | Single Family Residence |  |  | No
| 22 GARRETT COURT |  | No | No | Non-Lead - Copper | No | ? | 1 |  | No |  |  |  | Non-Lead - Plastic | 2006 | 1 | Installation date after lead ban | No |  |  |  | Non-Lead | No | No |  | Single Family Residence |  |  | No
| 26 GARRETT COURT |  | No | No | Non-Lead - Copper | No | ? | 1 |  | No |  |  |  | Non-Lead - Plastic | 2007 | 1 | Installation date after lead ban | No |  |  |  | Non-Lead | No | No |  | Single Family Residence |  |  | No
| 30 GARRETT COURT |  | No | No | Non-Lead - Copper | No | ? | 1 |  | No |  |  |  | Non-Lead - Plastic | 2007 | 1 | Installation date after lead ban | No |  |  |  | Non-Lead | No | No |  | Single Family Residence |  |  | No
| PIONEER PARK |  | No | No | Non-Lead - Copper | No | 1977 | 1.5 | Installation record (e.g., tap card) | No |  |  |  | Non-Lead - Plastic | ? | 1.5 | Field inspection only with no records | Yes | Visual inspection at the meter pit | 2023-08-08 | pvc | Non-Lead | No | No |  | Other |  |  | No
| GIBSON PARK |  | No | No | Non-Lead - Copper | No | 1977 | 2 | Installation record (e.g., tap card) | No |  |  |  | Non-Lead - Copper | ? | 2 | Field inspection only with no records | No | Visual inspection at the meter pit | 2023-08-08 | copper | Non-Lead | No | No |  | Other |  |  | No
| HAY CREEK |  | No | No | Non-Lead - Copper | No | 1979 | 3/4 | Installation record (e.g., tap card) | No |  |  |  | Non-Lead - Plastic | ? | 3/4 | Field inspection only with no records | Yes | Visual inspection at the meter pit | 2023-08-08 | black poly | Non-Lead | No | No |  | Other |  |  | No
| COMMUNITY BALL PARK |  | No | No | Non-Lead - Copper | No | 1982 | 2 | Installation record (e.g., tap card) | No |  |  |  | Non-Lead - Copper | 1983 | 2 | Other | Yes | Visual inspection at the meter pit | 2014 | Meter Upgrades | Non-Lead | No | No |  | Other |  |  | No
| TATANKA PARK |  | No | No | Non-Lead - Copper | No | 1978 | 1.5 | Installation record (e.g., tap card) | No |  |  |  | Non-Lead - Plastic | ? | 1.5 | Field inspection only with no records | Yes | Visual inspection at the meter pit | 2023-08-08 | pvc | Non-Lead | No | No |  | Other |  |  | No
| MELICIA DRIVE |  | No | No | Non-Lead - Copper | No | 2000 | 2 | Installation record (e.g., tap card) | No |  |  |  | Non-Lead - Plastic | ? | 2 | Field inspection only with no records | Yes | Visual inspection at the meter pit | 2023-08-08 | pvc | Non-Lead | No | No |  | Other |  |  | No
| RANCHERO DRIVE |  | No | No | Non-Lead - Copper | No | 1979 | 3/4 | Installation record (e.g., tap card) | No |  |  |  | Non-Lead - Plastic | ? | 3/4 | Field inspection only with no records | Yes | Visual inspection at the meter pit | 2023-08-08 | black poly | Non-Lead | No | No |  | Other |  |  | No
| RENO DRIVE |  | No | No | Non-Lead - Copper | No | 1979 | 3/4 | Installation record (e.g., tap card) | No |  |  |  | Non-Lead - Plastic | ? | 3/4 | Field inspection only with no records | Yes | Visual inspection at the meter pit | 2023-08-08 | black poly | Non-Lead | No | No |  | Other |  |  | No
| 638 WRIGHT BLVD. |  | No | No | Non-Lead - Copper | No | 1979 | 2 | Installation record (e.g., tap card) | No |  |  |  | Non-Lead - Other | 1996 | 2 | Installation date after lead ban | Yes | Visual inspection at the meter pit | 2023-08-08 | ductile iron, many galvanized fittings, pvc through floor | Non-Lead | No | No |  | Other |  |  | No
| 1 Sagebrush Circle Wright, WY 82732 |  | No | No | Non-Lead - Plastic | No | 1976 | 3/4 | Service line repair or replacement record | Yes | Mechanical excavation at one location | 1993-07-01 | 1 |  | vacant - no home on lot | none |  | Yes | Customer self-identification |  | vacant - no home on lot |  | No | No
| 2 Sagebrush Circle Wright, WY 82732 |  | No | No | Non-Lead - Plastic | No | 1976 | 3/4 | Predictive Model | No |  |  | 2 | Non-Lead - Plastic | 2002 | 3/4 |  | Yes | Customer self-identification | 2024-07-01 | mobile home line above ground | Non-Lead | No | No |  | Single Family Residence |  | No | No
| 3 Sagebrush Circle Wright, WY 82732 |  | No | No | Non-Lead - Plastic | No | 1976 | 3/4 | Predictive Model | No |  |  | 3 |  | vacant - no home on lot | none |  |  |  |  | vacant - no home on lot
| 4 Sagebrush Circle Wright, WY 82732 |  | No | No | Non-Lead - Plastic | No | 1976 | 3/4 | Predictive Model | No |  |  | 4 | Non-Lead - Copper | 1980 | 3/4 |  | Yes | Customer self-identification | 2024-07-01 | mobile home line above ground | Non-Lead | No | No |  | Single Family Residence |  | Unknown | No
| 5 Sagebrush Circle Wright, WY 82732 |  | No | No | Non-Lead - Plastic | No | 1976 | 3/4 | Predictive Model | No |  |  | 5 |  | vacant - no home on lot | none |  |  |  |  | vacant - no home on lot
| 6 Sagebrush Circle Wright, WY 82732 |  | No | No | Non-Lead - Plastic | No | 1976 | 3/4 | Predictive Model | No |  |  | 6 |  | vacant - no home on lot | none |  |  |  |  | vacant - no home on lot
| 7 Sagebrush Circle Wright, WY 82732 |  | No | No | Non-Lead - Plastic | No | 1976 | 3/4 | Service line repair or replacement record | Yes | Mechanical excavation at one location | 2015-06-19 | 7 |  | vacant - no home on lot | none |  |  |  |  | vacant - no home on lot
| 8 Sagebrush Circle Wright, WY 82732 |  | No | No | Non-Lead - Plastic | No | 1976 | 3/4 | Service line repair or replacement record | Yes | Mechanical excavation at one location | 1999-05-21 | 8 | Non-Lead - Copper | 2010 | 3/4 |  | Yes | Customer self-identification | 2024-07-01 | mobile home line above ground | Non-Lead | No | No |  | Single Family Residence |  | Unknown | No
| 9 Sagebrush Circle Wright, WY 82732 |  | No | No | Non-Lead - Plastic | No | 1976 | 3/4 | Predictive Model | No |  |  | 9 | Non-Lead - Plastic | 2002 | 3/4 |  | Yes | Customer self-identification | 2024-07-01 | mobile home line above ground | Non-Lead | No | No |  | Single Family Residence |  | No | No
| 10 Sagebrush Circle Wright, WY 82732 |  | No | No | Non-Lead - Plastic | No | 1976 | 3/4 | Predictive Model | No |  |  | 10 |  | vacant - no home on lot | none |  |  |  |  | vacant - no home on lot
| 11 Sagebrush Circle Wright, WY 82732 |  | No | No | Non-Lead - Plastic | No | 1976 | 3/4 | Predictive Model | No |  |  | 11 | Non-Lead - Copper | 2012 | 3/4 |  | Yes | Customer self-identification | 2024-07-01 | mobile home line above ground | Non-Lead | No | No |  | Single Family Residence |  | No | No
| 12 Sagebrush Circle Wright, WY 82732 |  | No | No | Non-Lead - Plastic | No | 1976 | 3/4 | Predictive Model | No |  |  | 12 | Non-Lead - Plastic | 2005 | 3/4 |  | Yes | Customer self-identification | 2024-07-01 | mobile home line above ground | Non-Lead | No | No |  | Single Family Residence |  | No | No
| 13 Sagebrush Circle Wright, WY 82732 |  | No | No | Non-Lead - Plastic | No | 1976 | 3/4 | Service line repair or replacement record | Yes | Mechanical excavation at one location | 2013-11-11 | 13 | Non-Lead - Plastic | 1977 | 3/4 |  | Yes | Customer self-identification | 2024-07-01 | mobile home line above ground | Non-Lead | No | No |  | Single Family Residence |  | Unknown | No
| 14 Sagebrush Circle Wright, WY 82732 |  | No | No | Non-Lead - Plastic | No | 1976 | 3/4 | Predictive Model | No |  |  | 14 |  | vacant - no home on lot | none |  |  |  |  | vacant - no home on lot
| 15 Sagebrush Circle Wright, WY 82732 |  | No | No | Non-Lead - Plastic | No | 1976 | 3/4 | Service line repair or replacement record | Yes | Mechanical excavation at one location | 2020-08-27 | 15 |  | vacant - no home on lot | none |  |  |  |  | vacant - no home on lot
| 16 Sagebrush Circle Wright, WY 82732 |  | No | No | Non-Lead - Plastic | No | 1976 | 3/4 | Service line repair or replacement record | Yes | Mechanical excavation at one location | 2015-06-26 | 16 | Non-Lead - Plastic | 2022 | 3/4 |  | Yes | Customer self-identification | 2024-07-01 | mobile home line above ground | Non-Lead | No | No |  | Single Family Residence |  | No | No
| 17 Sagebrush Circle Wright, WY 82732 |  | No | No | Non-Lead - Plastic | No | 1976 | 3/4 | Predictive Model | No |  |  | 17 |  | vacant - no home on lot | none |  |  |  |  | vacant - no home on lot
| 18 Sagebrush Circle Wright, WY 82732 |  | No | No | Non-Lead - Plastic | No | 1976 | 3/4 | Predictive Model | No |  |  | 18 | Non-Lead - Plastic | 2024 | 3/4 |  | Yes | Customer self-identification | 2024-07-01 | mobile home line above ground | Non-Lead | No | No |  | Single Family Residence |  | No | No
| 19 Sagebrush Circle Wright, WY 82732 |  | No | No | Non-Lead - Plastic | No | 1976 | 3/4 | Service line repair or replacement record | Yes | Mechanical excavation at one location | 1995-10-25 | 19 | Non-Lead - Plastic | 2024 | 3/4 |  | Yes | Customer self-identification | 2024-07-01 | mobile home line above ground | Non-Lead | No | No |  | Single Family Residence |  | No | No
| 20 Sagebrush Circle Wright, WY 82732 |  | No | No | Non-Lead - Plastic | No | 1976 | 3/4 | Service line repair or replacement record | Yes | Mechanical excavation at one location | 1993-07-01 | 20 | Non-Lead - Plastic | 2014 | 3/4 |  | Yes | Customer self-identification | 2024-07-01 | mobile home line above ground | Non-Lead | No | No |  | Single Family Residence |  | No | No
| 21 Sagebrush Circle Wright, WY 82732 |  | No | No | Non-Lead - Plastic | No | 1976 | 3/4 | Service line repair or replacement record | Yes | Mechanical excavation at one location | 2001-05-15 | 21 | Non-Lead - Plastic | 2013 | 3/4 |  | Yes | Customer self-identification | 2024-07-01 | mobile home line above ground | Non-Lead | No | No |  | Single Family Residence |  | No | No
| 22 Sagebrush Circle Wright, WY 82732 |  | No | No | Non-Lead - Plastic | No | 1976 | 3/4 | Service line repair or replacement record | Yes | Mechanical excavation at one location | 2015-06-30 | 22 | Non-Lead - Plastic | 2005 | 3/4 |  | Yes | Customer self-identification | 2024-07-01 | mobile home line above ground | Non-Lead | No | No |  | Single Family Residence |  | No | No
| 23 Sagebrush Circle Wright, WY 82732 |  | No | No | Non-Lead - Plastic | No | 1976 | 3/4 | Service line repair or replacement record | Yes | Mechanical excavation at one location | 2015-06-26 | 23 | Non-Lead - Plastic | 2013 | 3/4 |  | Yes | Customer self-identification | 2024-07-01 | mobile home line above ground | Non-Lead
| 24 Sagebrush Circle Wright, WY 82732 |  | No | No | Non-Lead - Plastic | No | 1976 | 3/4 | Service line repair or replacement record | Yes | Mechanical excavation at one location | 2022-12-23 | 24 |  | vacant - no home on lot | none |  |  |  |  | vacant - no home on lot
| 25 Sagebrush Circle Wright, WY 82732 |  | No | No | Non-Lead - Plastic | No | 1976 | 3/4 | Predictive Model | No |  |  | 25 | Non-Lead - Plastic | 1977 | 3/4 |  | Yes | Customer self-identification | 2024-07-01 | mobile home line above ground | Non-Lead | No | No |  | Single Family Residence |  | Unknown | No
| 26 Little Thunder Drive Wright, WY 82732 |  | No | No | Non-Lead - Plastic | No | 1976 | 3/4 | Predictive Model | No |  |  | 26 | Non-Lead - Plastic | 2004 | 3/4 |  | Yes | Customer self-identification | 2024-07-01 | mobile home line above ground | Non-Lead | No | No |  | Single Family Residence |  | No | No
| 27 Little Thunder Drive Wright, WY 82732 |  | No | No | Non-Lead - Plastic | No | 1976 | 3/4 | Service line repair or replacement record | Yes | Mechanical excavation at one location | 2022-12-27 | 27 | Non-Lead - Plastic | 2012 | 3/4 |  | Yes | Customer self-identification | 2024-07-01 | mobile home line above ground | Non-Lead | No | No |  | Single Family Residence |  | No | No
| 28 Little Thunder Drive Wright, WY 82732 |  | No | No | Non-Lead - Plastic | No | 1976 | 3/4 | Service line repair or replacement record | Yes | Mechanical excavation at one location | 2010-10-20 | 28 | Non-Lead - Plastic | 2012 | 3/4 |  | Yes | Customer self-identification | 2024-07-01 | mobile home line above ground | Non-Lead | No | No |  | Single Family Residence |  | No | No
| 29 Little Thunder Drive Wright, WY 82732 |  | No | No | Non-Lead - Plastic | No | 1976 | 3/4 | Predictive Model | No |  |  | 29 |  | vacant - no home on lot | none |  |  |  |  | vacant - no home on lot
| 30 Little Thunder Drive Wright, WY 82732 |  | No | No | Non-Lead - Plastic | No | 1976 | 3/4 | Predictive Model | No |  |  | 30 | Non-Lead - Plastic | 2006 | 3/4 |  | Yes | Customer self-identification | 2024-07-01 | mobile home line above ground | Non-Lead | No | No |  | Single Family Residence |  | No | No
| 31 Little Thunder Drive Wright, WY 82732 |  | No | No | Non-Lead - Plastic | No | 1976 | 3/4 | Service line repair or replacement record | Yes | Mechanical excavation at one location | 2019-09-13 | 31 | Non-Lead - Plastic | 2014 | 3/4 |  | Yes | Customer self-identification | 2024-07-01 | mobile home line above ground | Non-Lead | No | No |  | Single Family Residence |  | No | No
| 32 Little Thunder Drive Wright, WY 82732 |  | No | No | Non-Lead - Plastic | No | 1976 | 3/4 | Predictive Model | No |  |  | 32 | Non-Lead - Plastic | 2013 | 3/4 |  | Yes | Customer self-identification | 2024-07-01 | mobile home line above ground | Non-Lead | No | No |  | Single Family Residence |  | No | No
| 33 Little Thunder Drive Wright, WY 82732 |  | No | No | Non-Lead - Plastic | No | 1976 | 3/4 | Service line repair or replacement record | Yes | Mechanical excavation at one location | 2015-10-01 | 33 |  | vacant - no home on lot | none |  |  |  |  | vacant - no home on lot
| 34 Little Thunder Drive Wright, WY 82732 |  | No | No | Non-Lead - Plastic | No | 2015 | 3/4 | Service line repair or replacement record | Yes | Mechanical excavation at one location | 2016-01-14 | 34 |  | vacant - no home on lot | none |  |  |  |  | vacant - no home on lot
| 35 Little Thunder Drive Wright, WY 82732 |  | No | No | Non-Lead - Plastic | No | 1976 | 3/4 | Service line repair or replacement record | Yes | Mechanical excavation at one location | 2007-04-30 | 35 | Non-Lead - Plastic | 2016 | 3/4 |  | Yes | Customer self-identification | 2024-07-01 | mobile home line above ground | Non-Lead | No | No |  | Single Family Residence |  | No | No
| 36 Cottonwood Court Wright, WY 82732 |  | No | No | Non-Lead - Plastic | No | 1976 | 3/4 | Predictive Model | No |  |  | 36 | Non-Lead - Plastic | 2022 | 3/4 |  | Yes | Customer self-identification | 2024-07-01 | mobile home line above ground | Non-Lead | No | No |  | Single Family Residence |  | No | No
| 37 Cottonwood Court Wright, WY 82732 |  | No | No | Non-Lead - Plastic | No | 1976 | 3/4 | Predictive Model | No |  |  | 37 | Non-Lead - Plastic | 2022 | 3/4 |  | Yes | Customer self-identification | 2024-07-01 | mobile home line above ground | Non-Lead | No | No |  | Single Family Residence |  | No | No
| 38 Cottonwood Court Wright, WY 82732 |  | No | No | Non-Lead - Plastic | No | 1976 | 3/4 | Predictive Model | No |  |  | 38 |  | vacant - no home on lot | [5 empty] | vacant - no home on lot
| 39 Cottonwood Court Wright, WY 82732 |  | No | No | Non-Lead - Plastic | No | 1976 | 3/4 | Service line repair or replacement record | Yes | Mechanical excavation at one location | 2005-09-01 | 39 |  | vacant - no home on lot | [5 empty] | vacant - no home on lot
| 40 Cottonwood Court Wright, WY 82732 |  | No | No | Non-Lead - Plastic | No | 1976 | 3/4 | Predictive Model | No |  |  | 40 | Non-Lead - Plastic | 2013 | 3/4 |  | Yes | Customer self-identification | 2024-07-01 | mobile home line above ground | Non-Lead | No | No |  | Single Family Residence |  | No | No
| 41 Cottonwood Court Wright, WY 82732 |  | No | No | Non-Lead - Plastic | No | 1976 | 3/4 | Predictive Model | No |  |  | 41 | Non-Lead - Plastic | 2014 | 3/4 |  | Yes | Customer self-identification | 2024-07-01 | mobile home line above ground | Non-Lead | No | No |  | Single Family Residence |  | No | No
| 42 Cottonwood Court Wright, WY 82732 |  | No | No | Non-Lead - Plastic | No | 1976 | 3/4 | Service line repair or replacement record | Yes | Mechanical excavation at one location | 2012-10-10 | 42 | Non-Lead - Plastic | 2014 | 3/4 |  | Yes | Customer self-identification | 2024-07-01 | mobile home line above ground | Non-Lead | No | No |  | Single Family Residence |  | No | No
| 43 Cottonwood Court Wright, WY 82732 |  | No | No | Non-Lead - Plastic | No | 1976 | 3/4 | Predictive Model | No |  |  | 43 | Non-Lead - Plastic | 2013 | 3/4 |  | Yes | Customer self-identification | 2024-07-01 | mobile home line above ground | Non-Lead | No | No |  | Single Family Residence |  | No | No
| 44 Little Thunder Drive Wright, WY 82732 |  | No | No | Non-Lead - Plastic | No | 1976 | 3/4 | Predictive Model | No |  |  | 44 | Non-Lead - Plastic | 2023 | 3/4 |  | Yes | Customer self-identification | 2024-07-01 | mobile home line above ground | Non-Lead | No | No |  | Single Family Residence |  | No | No
| 45 Little Thunder Drive Wright, WY 82732 |  | No | No | Non-Lead - Plastic | No | 1976 | 3/4 | Service line repair or replacement record | Yes | Mechanical excavation at one location | 2023-01-27 | 45 | Non-Lead - Plastic | 2022 | 3/4 |  | Yes | Customer self-identification | 2024-07-01 | mobile home line above ground | Non-Lead | No | No |  | Single Family Residence |  | No | No
| 46 Little Thunder Drive Wright, WY 82732 |  | No | No | Non-Lead - Plastic | No | 1976 | 3/4 | Predictive Model | No |  |  | 46 | Non-Lead - Plastic | 2005 | 3/4 |  | Yes | Customer self-identification | 2024-07-01 | mobile home line above ground | Non-Lead | No | No |  | Single Family Residence |  | No | No
| 47 Little Thunder Drive Wright, WY 82732 |  | No | No | Non-Lead - Plastic | No | 1976 | 3/4 | Predictive Model | No |  |  | 47 | Non-Lead - Plastic | 2006 | 3/4 |  | Yes | Customer self-identification | 2024-07-01 | mobile home line above ground | Non-Lead | No | No |  | Single Family Residence |  | No | No
| 48 Little Thunder Drive Wright, WY 82732 |  | No | No | Non-Lead - Plastic | No | 1976 | 3/4 | Service line repair or replacement record | Yes | Mechanical excavation at one location | 2013-07-01 | 48 | Non-Lead - Plastic | 2023 | 3/4 |  | Yes | Customer self-identification | 2024-07-01 | mobile home line above ground | Non-Lead | No | No |  | Single Family Residence |  | No | No
| 49 Little Thunder Drive Wright, WY 82732 |  | No | No | Non-Lead - Plastic | No | 1976 | 3/4 | Service line repair or replacement record | Yes | Mechanical excavation at one location | 2005-11-04 | 49 | Non-Lead - Plastic | 2007 | 3/4 |  | Yes | Customer self-identification | 2024-07-01 | mobile home line above ground | Non-Lead | No | No |  | Single Family Residence |  | No | No
| 50 Little Thunder Drive Wright, WY 82732 |  | No | No | Non-Lead - Plastic | No | 1976 | 3/4 | Predictive Model | No |  |  | 50 | Non-Lead - Plastic | 2007 | 3/4 |  | Yes | Customer self-identification | 2024-07-01 | mobile home line above ground | Non-Lead | No | No |  | Single Family Residence |  | No | No
| 51 Little Thunder Drive Wright, WY 82732 |  | No | No | Non-Lead - Plastic | No | 1976 | 3/4 | Predictive Model | No |  |  | 51 | Non-Lead - Plastic | 2006 | 3/4 |  | Yes | Customer self-identification | 2024-07-01 | mobile home line above ground | Non-Lead | No | No |  | Single Family Residence |  | No | No
| 52 Little Thunder Drive Wright, WY 82732 |  | No | No | Non-Lead - Plastic | No | 1976 | 3/4 | Service line repair or replacement record | Yes | Mechanical excavation at one location | 2005-08-25 | 52 |  | vacant - no home on lot | none |  |  |  |  | vacant - no home on lot
| 53 Little Thunder Drive Wright, WY 82732 |  | No | No | Non-Lead - Plastic | No | 1976 | 3/4 | Predictive Model | No |  |  | 53 |  | vacant - no home on lot | none |  |  |  |  | vacant - no home on lot
| 54 Little Thunder Drive Wright, WY 82732 |  | No | No | Non-Lead - Plastic | No | 1976 | 3/4 | Predictive Model | No |  |  | 54 | Non-Lead - Plastic | 2007 | 3/4 |  | Yes | Customer self-identification | 2024-07-01 | mobile home line above ground | Non-Lead | No | No |  | Single Family Residence |  | No | No
| 55 Little Thunder Drive Wright, WY 82732 |  | No | No | Non-Lead - Plastic | No | 1976 | 3/4 | Predictive Model | No |  |  | 55 | Non-Lead - Plastic | 2006 | 3/4 |  | Yes | Customer self-identification | 2024-07-01 | mobile home line above ground | Non-Lead | No | No |  | Single Family Residence |  | No | No
| 56 Little Thunder Drive Wright, WY 82732 |  | No | No | Non-Lead - Plastic | No | 1976 | 3/4 | Service line repair or replacement record | Yes | Mechanical excavation at one location | 2005-09-01 | 56 | Non-Lead - Plastic | 2006 | 3/4 |  | Yes | Customer self-identification | 2024-07-01 | mobile home line above ground | Non-Lead | No | No |  | Single Family Residence |  | No | No
| 57 Little Thunder Drive Wright, WY 82732 |  | No | No | Non-Lead - Plastic | No | 1976 | 3/4 | Predictive Model | No |  |  | 57 | Non-Lead - Plastic | 2005 | 3/4 |  | Yes | Customer self-identification | 2024-07-01 | mobile home line above ground | Non-Lead | No | No |  | Single Family Residence |  | No | No
| 58 Little Thunder Drive Wright, WY 82732 |  | No | No | Non-Lead - Plastic | No | 1976 | 3/4 | Predictive Model | No |  |  | 58 | Non-Lead - Plastic | 2006 | 3/4 |  | Yes | Customer self-identification | 2024-07-01 | mobile home line above ground | Non-Lead | No | No |  | Single Family Residence |  | No | No
| 59 Little Thunder Drive Wright, WY 82732 |  | No | No | Non-Lead - Plastic | No | 1976 | 3/4 | Predictive Model | No |  |  | 59 | Non-Lead - Plastic | 2006 | 3/4 |  | Yes | Customer self-identification | 2024-07-01 | mobile home line above ground | Non-Lead | No | No |  | Single Family Residence |  | No | No
| 60 Little Thunder Drive Wright, WY 82732 |  | No | No | Non-Lead - Plastic | No | 1976 | 3/4 | Predictive Model | No |  |  | 60 | Non-Lead - Plastic | vacant - no home on lot | none |  |  |  |  | vacant - no home on lot
| 61 Little Thunder Drive Wright, WY 82732 |  | No | No | Non-Lead - Plastic | No | 1976 | 3/4 | Predictive Model | No |  |  | 61 | Non-Lead - Plastic | vacant - no home on lot | none |  |  |  |  | vacant - no home on lot
| 62 Little Thunder Drive Wright, WY 82732 |  | No | No | Non-Lead - Plastic | No | 1976 | 3/4 | Predictive Model | No |  |  | 62 | Non-Lead - Plastic | 2024 | 3/4 |  | Yes | Customer self-identification | 2024-07-01 | mobile home line above ground | Non-Lead | No | No |  | Single Family Residence |  | No | No
| 63 Little Thunder Drive Wright, WY 82732 |  | No | No | Non-Lead - Plastic | No | 1976 | 3/4 | Predictive Model | No |  |  | 63 | Non-Lead - Plastic | 2024 | 3/4 |  | Yes | Customer self-identification | 2024-07-01 | mobile home line above ground | Non-Lead | No | No |  | Single Family Residence |  | No | No
| 64 Little Thunder Drive Wright, WY 82732 |  | No | No | Non-Lead - Plastic | No | 1976 | 3/4 | Service line repair or replacement record | Yes | Mechanical excavation at one location | 2005-09-01 | 64 | Non-Lead - Plastic | 2007 | 3/4 |  | Yes | Customer self-identification | 2024-07-01 | mobile home line above ground | Non-Lead | No | No |  | Single Family Residence |  | No | No
| 65 Little Thunder Court Wright, WY 82732 |  | No | No | Non-Lead - Plastic | No | 1976 | 3/4 | Service line repair or replacement record | Yes | Mechanical excavation at one location | 2005-09-01 | 65 | Non-Lead - Plastic | 2006 | 3/4 |  | Yes | Customer self-identification | 2024-07-01 | mobile home line above ground | Non-Lead | No | No |  | Single Family Residence |  | No | No
| 66 Little Thunder Court Wright, WY 82732 |  | No | No | Non-Lead - Plastic | No | 1976 | 3/4 | Predictive Model | No |  |  | 66 |  | vacant - no home on lot | none |  |  |  |  | vacant - no home on lot
| 67 Little Thunder Court Wright, WY 82732 |  | No | No | Non-Lead - Plastic | No | 1976 | 3/4 | Service line repair or replacement record | Yes | Mechanical excavation at one location | 2005-09-01 | 67 | Non-Lead - Plastic | 2006 | 3/4 |  | Yes | Customer self-identification | 2024-07-01 | mobile home line above ground | Non-Lead | No | No |  | Single Family Residence |  | No | No
| 68 Little Thunder Court Wright, WY 82732 |  | No | No | Non-Lead - Plastic | No | 1976 | 3/4 | Predictive Model | No |  |  | 68 | Non-Lead - Plastic | 2012 | 3/4 |  | Yes | Customer self-identification | 2024-07-01 | mobile home line above ground | Non-Lead | No | No |  | Single Family Residence |  | No | No
| 69 Little Thunder Court Wright, WY 82732 |  | No | No | Non-Lead - Plastic | No | 1976 | 3/4 | Predictive Model | No |  |  | 69 |  | vacant - no home on lot | none |  |  |  |  | vacant - no home on lot
| 70 Little Thunder Court Wright, WY 82732 |  | No | No | Non-Lead - Plastic | No | 1976 | 3/4 | Service line repair or replacement record | Yes | Mechanical excavation at one location | 2009-11-24 | 70 | Non-Lead - Plastic | 2005 | 3/4 |  | Yes | Customer self-identification | 2024-07-01 | mobile home line above ground | Non-Lead
| 71 Little Thunder Court Wright, WY 82732 |  | No | No | Non-Lead - Plastic | No | 1976 | 3/4 | Service line repair or replacement record | Yes | Mechanical excavation at one location | 2016-07-20 | 71 | Non-Lead - Plastic | 2009 | 3/4 |  | Yes | Customer self-identification | 2024-07-01 | mobile home line above ground | Non-Lead
| 72 Little Thunder Court Wright, WY 82732 |  | No | No | Non-Lead - Plastic | No | 1976 | 3/4 | Service line repair or replacement record | Yes | Mechanical excavation at one location | 2009-01-06 | 72 |  | vacant - no home on lot | none |  |  |  |  | vacant - no home on lot
| 73 Little Thunder Court Wright, WY 82732 |  | No | No | Non-Lead - Plastic | No | 1976 | 3/4 | Service line repair or replacement record | Yes | Mechanical excavation at one location | 2013-04-11 | 73 | Non-Lead - Plastic | 2005 | 3/4 |  | Yes | Customer self-identification | 2024-07-01 | mobile home line above ground | Non-Lead | No | No |  | Single Family Residence |  | No | No
| 74 Little Thunder Court Wright, WY 82732 |  | No | No | Non-Lead - Plastic | No | 1976 | 3/4 | Service line repair or replacement record | Yes | Mechanical excavation at one location | 2007-04-30 | 74 |  | vacant - no home on lot | none |  |  |  |  | vacant - no home on lot
| 75 Little Thunder Court Wright, WY 82732 |  | No | No | Non-Lead - Plastic | No | 1976 | 3/4 | Service line repair or replacement record | Yes | Mechanical excavation at one location | 2002-09-23 | 75 | Non-Lead - Plastic | 2006 | 3/4 |  | Yes | Customer self-identification | 2024-07-01 | mobile home line above ground | Non-Lead | No | No |  | Single Family Residence |  | No | No
| 76 Little Thunder Court Wright, WY 82732 |  | No | No | Non-Lead - Plastic | No | 1976 | 3/4 | Service line repair or replacement record | Yes | Mechanical excavation at one location | 2005-10-12 | 76 | Non-Lead - Plastic | 2006 | 3/4 |  | Yes | Customer self-identification | 2024-07-01 | mobile home line above ground | Non-Lead | No | No |  | Single Family Residence |  | No | No
| 77 Little Thunder Court Wright, WY 82732 |  | No | No | Non-Lead - Plastic | No | 1976 | 3/4 | Predictive Model | No |  |  | 77 | Non-Lead - Plastic | 2012 | 3/4 |  | Yes | Customer self-identification | 2024-07-01 | mobile home line above ground | Non-Lead | No | No |  | Single Family Residence |  | No | No
| 78 Little Thunder Drive Wright, WY 82732 |  | No | No | Non-Lead - Plastic | No | 1976 | 3/4 | Predictive Model | No |  |  | 78 | Non-Lead - Plastic | 2006 | 3/4 |  | Yes | Customer self-identification | 2024-07-01 | mobile home line above ground | Non-Lead | No | No |  | Single Family Residence |  | No | No
| 79 Little Thunder Drive Wright, WY 82732 |  | No | No | Non-Lead - Plastic | No | 1976 | 3/4 | Predictive Model | No |  |  | 79 | Non-Lead - Plastic | 2014 | 3/4 |  | Yes | Customer self-identification | 2024-07-01 | mobile home line above ground | Non-Lead | No | No |  | Single Family Residence |  | No | No
| 80 Little Thunder Drive Wright, WY 82732 |  | No | No | Non-Lead - Plastic | No | 1976 | 3/4 | Service line repair or replacement record | Yes | Mechanical excavation at one location | 2009-05-05 | 80 | Non-Lead - Plastic | 2023 | 3/4 |  | Yes | Customer self-identification | 2024-07-01 | mobile home line above ground | Non-Lead | No | No |  | Single Family Residence |  | No | No
| 81 Little Thunder Drive Wright, WY 82732 |  | No | No | Non-Lead - Plastic | No | 1976 | 3/4 | Predictive Model | No |  |  | 81 |  | vacant - no home on lot | none |  |  |  |  | vacant - no home on lot
| 82 Little Thunder Drive Wright, WY 82732 |  | No | No | Non-Lead - Plastic | No | 1976 | 3/4 | Predictive Model | No |  |  | 82 |  | vacant - no home on lot | none |  |  |  |  | vacant - no home on lot
| 83 Little Thunder Drive Wright, WY 82732 |  | No | No | Non-Lead - Plastic | No | 1976 | 3/4 | Service line repair or replacement record | Yes | Mechanical excavation at one location | 2005-09-01 | 83 | Non-Lead - Plastic | 2018 | 3/4 |  | Yes | Customer self-identification | 2024-07-01 | mobile home line above ground | Non-Lead | No | No |  | Single Family Residence |  | No | No
| 84 Little Thunder Drive Wright, WY 82732 |  | No | No | Non-Lead - Plastic | No | 1976 | 3/4 | Service line repair or replacement record | Yes | Mechanical excavation at one location | 2019-03-11 | 84 | Non-Lead - Plastic | 2019 | 3/4 |  | Yes | Customer self-identification | 2024-07-01 | mobile home line above ground | Non-Lead | No | No |  | Single Family Residence |  | No | No
| 85 Little Thunder Drive Wright, WY 82732 |  | No | No | Non-Lead - Plastic | No | 1976 | 3/4 | Service line repair or replacement record | Yes | Mechanical excavation at one location | 2009-06-08 | 85 |  | vacant - no home on lot | none |  |  |  |  | vacant - no home on lot
| 86 Little Thunder Drive Wright, WY 82732 |  | No | No | Non-Lead - Plastic | No | 1976 | 3/4 | Predictive Model | No |  |  | 86 | Non-Lead - Plastic | 2016 | 3/4 |  | Yes | Customer self-identification | 2024-07-01 | mobile home line above ground | Non-Lead | No | No |  | Single Family Residence |  | No | No
| 87 Little Thunder Drive Wright, WY 82732 |  | No | No | Non-Lead - Plastic | No | 1976 | 3/4 | Predictive Model | No |  |  | 87 | Non-Lead - Plastic | 2006 | 3/4 |  | Yes | Customer self-identification | 2024-07-01 | mobile home line above ground | Non-Lead | No | No |  | Single Family Residence |  | No | No
| 88 Little Thunder Drive Wright, WY 82732 |  | No | No | Non-Lead - Plastic | No | 1976 | 3/4 | Service line repair or replacement record | Yes | Mechanical excavation at one location | 2005-09-01 | 88 | Non-Lead - Plastic | 2022 | 3/4 |  | Yes | Customer self-identification | 2024-07-01 | mobile home line above ground | Non-Lead | No | No |  | Single Family Residence |  | No | No
| 89 Little Thunder Drive Wright, WY 82732 |  | No | No | Non-Lead - Plastic | No | 1976 | 3/4 | Predictive Model | No |  |  | 79 | Non-Lead - Plastic | 2023 | 3/4 |  | Yes | Customer self-identification | 2024-07-01 | mobile home line above ground | Non-Lead | No | No |  | Single Family Residence |  | No | No
| 90 Little Thunder Drive Wright, WY 82732 |  | No | No | Non-Lead - Plastic | No | 1976 | 3/4 | Service line repair or replacement record | Yes | Mechanical excavation at one location | 2005-10-11 | 90 | Non-Lead - Plastic | 2006 | 3/4 |  | Yes | Customer self-identification | 2024-07-01 | mobile home line above ground | Non-Lead | No | No |  | Single Family Residence |  | No | No
| 91 Little Thunder Drive Wright, WY 82732 |  | No | No | Non-Lead - Plastic | No | 1976 | 3/4 | Service line repair or replacement record | Yes | Mechanical excavation at one location | 2007-04-30 | 91 | Non-Lead - Plastic | 2024 | 3/4 |  | Yes | Customer self-identification | 2024-07-01 | mobile home line above ground | Non-Lead | No | No |  | Single Family Residence |  | No | No
| 92 Little Thunder Drive Wright, WY 82732 |  | No | No | Non-Lead - Plastic | No | 1976 | 3/4 | Service line repair or replacement record | Yes | Mechanical excavation at one location | 2002-09-19 | 92 | Non-Lead - Plastic | 2024 | 3/4 |  | Yes | Customer self-identification | 2024-07-01 | mobile home line above ground | Non-Lead | No | No |  | Single Family Residence |  | No | No
| 93 Sagebrush Circle Wright, WY 82732 |  | No | No | Non-Lead - Plastic | No | 1976 | 3/4 | Service line repair or replacement record | Yes | Mechanical excavation at one location | 2000-04-12 | 93 | Non-Lead - Plastic | 2006 | 3/4 |  | Yes | Customer self-identification | 2024-07-01 | mobile home line above ground | Non-Lead | No | No |  | Single Family Residence |  | No | No
| 94 Sagebrush Circle Wright, WY 82732 |  | No | No | Non-Lead - Plastic | No | 1976 | 3/4 | Predictive Model | No |  |  | 94 | Non-Lead - Plastic | 2002 | 3/4 |  | Yes | Customer self-identification | 2024-07-01 | mobile home line above ground | Non-Lead | No | No |  | Single Family Residence |  | No | No
| 95 Sagebrush Circle Wright, WY 82732 |  | No | No | Non-Lead - Plastic | No | 1976 | 3/4 | Service line repair or replacement record | Yes | Mechanical excavation at one location | 2002-01-22 | 95 |  | vacant - no home on lot | none |  |  |  |  | vacant - no home on lot
| 96 Sagebrush Circle Wright, WY 82732 |  | No | No | Non-Lead - Plastic | No | 1976 | 3/4 | Predictive Model | No |  |  | 96 | Non-Lead - Copper | 2012 | 3/4 |  | Yes | Customer self-identification | 2024-07-01 | mobile home line above ground | Non-Lead | No | No |  | Single Family Residence |  | No | No
| 97 Sagebrush Circle Wright, WY 82732 |  | No | No | Non-Lead - Plastic | No | 1976 | 3/4 | Predictive Model | No |  |  | 97 |  | vacant - no home on lot | none |  |  |  |  | vacant - no home on lot
| 98 Sagebrush Circle Wright, WY 82732 |  | No | No | Non-Lead - Plastic | No | 1976 | 3/4 | Predictive Model | No |  |  | 98 | Non-Lead - Plastic | 2005 | 3/4 |  | Yes | Customer self-identification | 2024-07-01 | mobile home line above ground | Non-Lead | No | No |  | Single Family Residence |  | No | No
| 99 Sagebrush Circle Wright, WY 82732 |  | No | No | Non-Lead - Plastic | No | 1976 | 3/4 | Predictive Model | No |  |  | 99 | Non-Lead - Plastic | 2003 | 3/4 |  | Yes | Customer self-identification | 2024-07-01 | mobile home line above ground | Non-Lead | No | No |  | Single Family Residence |  | No | No
| 100 Sagebrush Circle Wright, WY 82732 |  | No | No | Non-Lead - Plastic | No | 1976 | 3/4 | Service line repair or replacement record | Yes | Mechanical excavation at one location | 2023-08-29 | 100 |  | vacant - abandoned | none |  |  |  |  | vacant - abandoned
| 101 Sagebrush Circle Wright, WY 82732 |  | No | No | Non-Lead - Plastic | No | 1976 | 3/4 | Service line repair or replacement record | Yes | Mechanical excavation at one location | 2018-10-25 | 101 | Non-Lead - Plastic | 2012 | 3/4 |  | Yes | Customer self-identification | 2024-07-01 | mobile home line above ground | Non-Lead | No | No |  | Single Family Residence |  | No | No
| 102 Sagebrush Circle Wright, WY 82732 |  | No | No | Non-Lead - Plastic | No | 1976 | 3/4 | Predictive Model | No |  |  | 102 | Non-Lead - Copper | 2000 | 3/4 |  | Yes | Customer self-identification | 2024-07-01 | mobile home line above ground | Non-Lead | No | No |  | Single Family Residence |  | No | No
| 103 Sagebrush Circle Wright, WY 82732 |  | No | No | Non-Lead - Plastic | No | 1976 | 3/4 | Predictive Model | No |  |  | 103 | Non-Lead - Plastic | 2015 | 3/4 |  | Yes | Customer self-identification | 2024-07-01 | mobile home line above ground | Non-Lead | No | No |  | Single Family Residence |  | No | No
| 104 Sagebrush Circle Wright, WY 82732 |  | No | No | Non-Lead - Plastic | No | 1976 | 3/4 | Service line repair or replacement record | Yes | Mechanical excavation at one location | 2004-10-19 | 104 |  | vacant - no home on lot | none |  |  |  |  | vacant - no home on lot
| 105 Sagebrush Circle Wright, WY 82732 |  | No | No | Non-Lead - Plastic | No | 1976 | 3/4 | Predictive Model | No |  |  | 105 | Non-Lead - Plastic | 2012 | 3/4 |  | Yes | Customer self-identification | 2024-07-01 | mobile home line above ground | Non-Lead | No | No |  | Single Family Residence |  | No | No
| 106 Sagebrush Circle Wright, WY 82732 |  | No | No | Non-Lead - Plastic | No | 1976 | 3/4 | Service line repair or replacement record | Yes | Mechanical excavation at one location | 2019-05-12 | 106 | Non-Lead - Plastic | 2006 | 3/4 |  | Yes | Customer self-identification | 2024-07-01 | mobile home line above ground | Non-Lead | No | No |  | Single Family Residence |  | No | No
| 107 Sagebrush Circle Wright, WY 82732 |  | No | No | Non-Lead - Plastic | No | 1976 | 3/4 | Predictive Model | No |  |  | 107 |  | vacant - no home on lot | none |  |  |  |  | vacant - no home on lot
| 108 Sagebrush Circle Wright, WY 82732 |  | No | No | Non-Lead - Plastic | No | 1976 | 3/4 | Predictive Model | No |  |  | 108 | Non-Lead - Plastic | 2005 | 3/4 |  | Yes | Customer self-identification | 2024-07-01 | mobile home line above ground | Non-Lead | No | No |  | Single Family Residence |  | No | No
| 109 Pronghorn Court Wright, WY 82732 |  | No | No | Non-Lead - Plastic | No | 1977 | 3/4 | Predictive Model | No |  |  | 109 | Non-Lead - Plastic | 2006 | 3/4 |  | Yes | Customer self-identification | 2024-07-01 | mobile home line above ground | Non-Lead | No | No |  | Single Family Residence |  | No | No
| 110 Pronghorn Court Wright, WY 82732 |  | No | No | Non-Lead - Plastic | No | 1977 | 3/4 | Predictive Model | No |  |  | 110 | Non-Lead - Plastic | 2005 | 3/4 |  | Yes | Customer self-identification | 2024-07-01 | mobile home line above ground | Non-Lead | No | No |  | Single Family Residence |  | No | No
| 111 Pronghorn Court Wright, WY 82732 |  | No | No | Non-Lead - Plastic | No | 1977 | 3/4 | Predictive Model | No |  |  | 111 | Non-Lead - Plastic | 2005 | 3/4 |  | Yes | Customer self-identification | 2024-07-01 | mobile home line above ground | Non-Lead | No | No |  | Single Family Residence |  | No | No
| 112 Pronghorn Court Wright, WY 82732 |  | No | No | Non-Lead - Plastic | No | 1977 | 3/4 | Predictive Model | No |  |  | 112 |  | vacant - no home on lot | none |  |  |  |  | vacant - no home on lot
| 113 Pronghorn Court Wright, WY 82732 |  | No | No | Non-Lead - Plastic | No | 1977 | 3/4 | Predictive Model | No |  |  | 113 |  | vacant - no home on lot | none |  |  |  |  | vacant - no home on lot
| 114 Pronghorn Court Wright, WY 82732 |  | No | No | Non-Lead - Plastic | No | 1977 | 3/4 | Service line repair or replacement record | Yes | Mechanical excavation at one location | 2020-08-27 | 114 |  | vacant - no home on lot | none |  |  |  |  | vacant - no home on lot
| 115 Pronghorn Court Wright, WY 82732 |  | No | No | Non-Lead - Plastic | No | 1977 | 3/4 | Predictive Model | No |  |  | 115 | Non-Lead - Plastic | 2024 | 3/4 |  | Yes | Customer self-identification | 2024-07-01 | mobile home line above ground | Non-Lead | No | No |  | Single Family Residence |  | No | No
| 116 Pronghorn Court Wright, WY 82732 |  | No | No | Non-Lead - Plastic | No | 1977 | 3/4 | Predictive Model | No |  |  | 116 | Non-Lead - Plastic | 2011 | 3/4 |  | Yes | Customer self-identification | 2024-07-01 | mobile home line above ground | Non-Lead | No | No |  | Single Family Residence |  | No | No
| 117 Pronghorn Court Wright, WY 82732 |  | No | No | Non-Lead - Plastic | No | 1977 | 3/4 | Predictive Model | No |  |  | 117 | Non-Lead - Plastic | 2005 | 3/4 |  | Yes | Customer self-identification | 2024-07-01 | mobile home line above ground | Non-Lead | No | No |  | Single Family Residence |  | No | No
| 118 Pronghorn Court Wright, WY 82732 |  | No | No | Non-Lead - Plastic | No | 1977 | 3/4 | Predictive Model | No |  |  | 118 | Non-Lead - Plastic | 2011 | 3/4 |  | Yes | Customer self-identification | 2024-07-01 | mobile home line above ground | Non-Lead | No | No |  | Single Family Residence |  | No | No
| 119 Pronghorn Court Wright, WY 82732 |  | No | No | Non-Lead - Plastic | No | 1977 | 3/4 | Service line repair or replacement record | Yes | Mechanical excavation at one location | 1993-09-29 | 119 | Non-Lead - Plastic | 2010 | 3/4 |  | Yes | Customer self-identification | 2024-07-01 | mobile home line above ground | Non-Lead | No | No |  | Single Family Residence |  | No | No
| 120 Pronghorn Court Wright, WY 82732 |  | No | No | Non-Lead - Plastic | No | 1977 | 3/4 | Predictive Model | No |  |  | 120 | Non-Lead - Plastic | 2007 | 3/4 |  | Yes | Customer self-identification | 2024-07-01 | mobile home line above ground | Non-Lead | No | No |  | Single Family Residence |  | No | No
| 121 Pronghorn Court Wright, WY 82732 |  | No | No | Non-Lead - Plastic | No | 1977 | 3/4 | Predictive Model | No |  |  | 121 | Non-Lead - Plastic | 2013 | 3/4 |  | Yes | Customer self-identification | 2024-07-01 | mobile home line above ground | Non-Lead | No | No |  | Single Family Residence |  | No | No
| 122 Pronghorn Court Wright, WY 82732 |  | No | No | Non-Lead - Plastic | No | 1977 | 3/4 | Predictive Model | No |  |  | 122 | Non-Lead - Plastic | 2005 | 3/4 |  | Yes | Customer self-identification | 2024-07-01 | mobile home line above ground | Non-Lead | No | No |  | Single Family Residence |  | No | No
| 123 Pronghorn Court Wright, WY 82732 |  | No | No | Non-Lead - Plastic | No | 1977 | 3/4 | Predictive Model | No |  |  | 123 | Non-Lead - Plastic | 2008 | 3/4 |  | Yes | Customer self-identification | 2024-07-01 | mobile home line above ground | Non-Lead | No | No |  | Single Family Residence |  | No | No
| 124 Pronghorn Court Wright, WY 82732 |  | No | No | Non-Lead - Plastic | No | 1977 | 3/4 | Predictive Model | No |  |  | 124 | Non-Lead - Plastic | 2005 | 3/4 |  | Yes | Customer self-identification | 2024-07-01 | mobile home line above ground | Non-Lead | No | No |  | Single Family Residence |  | No | No
| 125 Pronghorn Court Wright, WY 82732 |  | No | No | Non-Lead - Plastic | No | 1977 | 3/4 | Predictive Model | No |  |  | 125 |  | vacant - no home on lot | none |  |  |  |  | vacant - no home on lot
| 126 Pronghorn Court Wright, WY 82732 |  | No | No | Non-Lead - Plastic | No | 1977 | 3/4 | Predictive Model | No |  |  | 126 | Non-Lead - Plastic | 2004 | 3/4 |  | Yes | Customer self-identification | 2024-07-01 | mobile home line above ground | Non-Lead | No | No |  | Single Family Residence |  | No | No
| 127 Pronghorn Court Wright, WY 82732 |  | No | No | Non-Lead - Plastic | No | 1977 | 3/4 | Predictive Model | No |  |  | 127 | Non-Lead - Plastic | 2005 | 3/4 |  | Yes | Customer self-identification | 2024-07-01 | mobile home line above ground | Non-Lead | No | No |  | Single Family Residence |  | No | No
| 128 Pronghorn Court Wright, WY 82732 |  | No | No | Non-Lead - Plastic | No | 1977 | 3/4 | Service line repair or replacement record | Yes | Mechanical excavation at one location | 1995-09-09 | 128 | Non-Lead - Plastic | 2023 | 3/4 |  | Yes | Customer self-identification | 2024-07-01 | mobile home line above ground | Non-Lead | No | No |  | Single Family Residence |  | No | No
| 129 Bighorn Drive Wright, WY 82732 |  | No | No | Non-Lead - Plastic | No | 1977 | 3/4 | Predictive Model | No |  |  | 129 |  | vacant - no home on lot | none |  |  |  |  | vacant - no home on lot
| 130 Bighorn Drive Wright, WY 82732 |  | No | No | Non-Lead - Plastic | No | 1977 | 3/4 | Predictive Model | No |  |  | 130 | Non-Lead - Plastic | 2004 | 3/4 |  | Yes | Customer self-identification | 2024-07-01 | mobile home line above ground | Non-Lead | No | No |  | Single Family Residence |  | No | No
| 131 Bighorn Drive Wright, WY 82732 |  | No | No | Non-Lead - Plastic | No | 1977 | 3/4 | Predictive Model | No |  |  | 131 |  | vacant - no home on lot | none |  |  |  |  | vacant - no home on lot
| 132 Bighorn Drive Wright, WY 82732 |  | No | No | Non-Lead - Plastic | No | 1977 | 3/4 | Predictive Model | No |  |  | 132 | Non-Lead - Copper | 2007 | 3/4 |  | Yes | Customer self-identification | 2024-07-01 | mobile home line above ground | Non-Lead | No | No |  | Single Family Residence |  | Unknown | No
| 133 Bighorn Drive Wright, WY 82732 |  | No | No | Non-Lead - Plastic | No | 1977 | 3/4 | Predictive Model | No |  |  | 133 | Non-Lead - Copper | 1979 | 3/4 |  | Yes | Customer self-identification | 2024-07-01 | mobile home line above ground | Non-Lead | No | No |  | Single Family Residence |  | Unknown | No
| 134 Bighorn Drive Wright, WY 82732 |  | No | No | Non-Lead - Plastic | No | 1977 | 3/4 | Service line repair or replacement record | Yes | Mechanical excavation at one location | 2015-07-07 | 134 |  | vacant - no home on lot | none |  |  |  |  | vacant - no home on lot
| 135 Bighorn Drive Wright, WY 82732 |  | No | No | Non-Lead - Plastic | No | 1977 | 3/4 | Service line repair or replacement record | Yes | Mechanical excavation at one location | 1997-02-18 | 135 |  | vacant - no home on lot | none |  |  |  |  | vacant - no home on lot
| 136 Bighorn Drive Wright, WY 82732 |  | No | No | Non-Lead - Plastic | No | 1977 | 3/4 | Predictive Model | No |  |  | 136 | Non-Lead - Plastic | 2014 | 3/4 |  | Yes | Customer self-identification | 2024-07-01 | mobile home line above ground | Non-Lead | No | No |  | Single Family Residence |  | No | No
| 137 Bighorn Drive Wright, WY 82732 |  | No | No | Non-Lead - Plastic | No | 1977 | 3/4 | Predictive Model | No |  |  | 137 | Non-Lead - Plastic | 2007 | 3/4 |  | Yes | Customer self-identification | 2024-07-01 | mobile home line above ground | Non-Lead | No | No |  | Single Family Residence |  | No | No
| 138 Bighorn Drive Wright, WY 82732 |  | No | No | Non-Lead - Plastic | No | 1977 | 3/4 | Predictive Model | No |  |  | 138 | Non-Lead - Plastic | 2011 | 3/4 |  | Yes | Customer self-identification | 2024-07-01 | mobile home line above ground | Non-Lead | No | No |  | Single Family Residence |  | No | No
| 139 Bighorn Drive Wright, WY 82732 |  | No | No | Non-Lead - Plastic | No | 1977 | 3/4 | Predictive Model | No |  |  | 139 | Non-Lead - Plastic | 2007 | 3/4 |  | Yes | Customer self-identification | 2024-07-01 | mobile home line above ground | Non-Lead | No | No |  | Single Family Residence |  | No | No
| 140 Bighorn Drive Wright, WY 82732 |  | No | No | Non-Lead - Plastic | No | 1977 | 3/4 | Service line repair or replacement record | Yes | Mechanical excavation at one location | 2017-09-28 | 140 | Non-Lead - Plastic | 2005 | 3/4 |  | Yes | Customer self-identification | 2024-07-01 | mobile home line above ground | Non-Lead | No | No |  | Single Family Residence |  | No | No
| 141 Bighorn Court Wright, WY 82732 |  | No | No | Non-Lead - Plastic | No | 1977 | 3/4 | Predictive Model | No |  |  | 141 |  | vacant - no home on lot | none |  |  |  |  | vacant - no home on lot
| 142 Bighorn Court Wright, WY 82732 |  | No | No | Non-Lead - Plastic | No | 1977 | 3/4 | Service line repair or replacement record | Yes | Mechanical excavation at one location | 2015-06-12 | 142 |  | vacant - abandoned | none |  |  |  |  | vacant - abandoned
| 143 Bighorn Court Wright, WY 82732 |  | No | No | Non-Lead - Plastic | No | 1977 | 3/4 | Predictive Model | No |  |  | 143 | Non-Lead - Plastic | 2008 | 3/4 |  | Yes | Customer self-identification | 2024-07-01 | mobile home line above ground | Non-Lead | No | No |  | Single Family Residence |  | No | No
| 144 Bighorn Court Wright, WY 82732 |  | No | No | Non-Lead - Plastic | No | 1977 | 3/4 | Predictive Model | No |  |  | 144 |  | vacant - no home on lot | none |  |  |  |  | vacant - no home on lot
| 145 Bighorn Court Wright, WY 82732 |  | No | No | Non-Lead - Plastic | No | 1977 | 3/4 | Service line repair or replacement record | Yes | Mechanical excavation at one location | 2005-08-25 | 145 | Non-Lead - Plastic | 2008 | 3/4 |  | Yes | Customer self-identification | 2024-07-01 | mobile home line above ground | Non-Lead | No | No |  | Single Family Residence |  | No | No
| 146 Bighorn Court Wright, WY 82732 |  | No | No | Non-Lead - Plastic | No | 1977 | 3/4 | Service line repair or replacement record | Yes | Mechanical excavation at one location | 2005-08-25 | 146 | Non-Lead - Plastic | 2023 | 3/4 |  | Yes | Customer self-identification | 2024-07-01 | mobile home line above ground | Non-Lead | No | No |  | Single Family Residence |  | No | No
| 147 Bighorn Drive Wright, WY 82732 |  | No | No | Non-Lead - Plastic | No | 1977 | 3/4 | Predictive Model | No |  |  | 147 | Non-Lead - Plastic | 2014 | 3/4 |  | Yes | Customer self-identification | 2024-07-01 | mobile home line above ground | Non-Lead | No | No |  | Single Family Residence |  | No | No
| 148 Bighorn Drive Wright, WY 82732 |  | No | No | Non-Lead - Plastic | No | 1977 | 3/4 | Predictive Model | No |  |  | 148 | Non-Lead - Plastic | 2006 | 3/4 |  | Yes | Customer self-identification | 2024-07-01 | mobile home line above ground | Non-Lead | No | No |  | Single Family Residence |  | No | No
| 149 Bighorn Drive Wright, WY 82732 |  | No | No | Non-Lead - Plastic | No | 1977 | 3/4 | Predictive Model | No |  |  | 149 | Non-Lead - Plastic | 2000 | 3/4 |  | Yes | Customer self-identification | 2024-07-01 | mobile home line above ground | Non-Lead | No | No |  | Single Family Residence |  | No | No
| 150 Bighorn Drive Wright, WY 82732 |  | No | No | Non-Lead - Plastic | No | 1977 | 3/4 | Predictive Model | No |  |  | 150 |  | vacant - no home on lot | none |  |  |  |  | vacant - no home on lot
| 151 Bighorn Drive Wright, WY 82732 |  | No | No | Non-Lead - Plastic | No | 1977 | 3/4 | Predictive Model | No |  |  | 151 |  | vacant - no home on lot | none |  |  |  |  | vacant - no home on lot
| 152 Bighorn Drive Wright, WY 82732 |  | No | No | Non-Lead - Plastic | No | 1977 | 3/4 | Predictive Model | No |  |  | 152 |  | vacant - no home on lot | none |  |  |  |  | vacant - no home on lot
| 153 Bighorn Drive Wright, WY 82732 |  | No | No | Non-Lead - Plastic | No | 1977 | 3/4 | Predictive Model | No |  |  | 153 | Non-Lead - Plastic | 2005 | 3/4 |  | Yes | Customer self-identification | 2024-07-01 | mobile home line above ground | Non-Lead | No | No |  | Single Family Residence |  | No | No
| 154 Bighorn Drive Wright, WY 82732 |  | No | No | Non-Lead - Plastic | No | 1977 | 3/4 | Predictive Model | No |  |  | 154 |  | vacant - no home on lot | none |  |  |  |  | vacant - no home on lot
| 155 Bighorn Drive Wright, WY 82732 |  | No | No | Non-Lead - Plastic | No | 1977 | 3/4 | Predictive Model | No |  |  | 155 |  | vacant - no home on lot | none |  |  |  |  | vacant - no home on lot
| 156 Bighorn Drive Wright, WY 82732 |  | No | No | Non-Lead - Plastic | No | 1977 | 3/4 | Predictive Model | No |  |  | 156 |  | vacant - no home on lot | none |  |  |  |  | vacant - no home on lot
| 157 Bighorn Drive Wright, WY 82732 |  | No | No | Non-Lead - Plastic | No | 1977 | 3/4 | Predictive Model | No |  |  | 157 | Non-Lead - Plastic | 2009 | 3/4 |  | Yes | Customer self-identification | 2024-07-01 | mobile home line above ground | Non-Lead | No | No |  | Single Family Residence |  | No | No
| 158 Bighorn Drive Wright, WY 82732 |  | No | No | Non-Lead - Plastic | No | 1977 | 3/4 | Service line repair or replacement record | Yes | Mechanical excavation at one location | 2007-04-30 | 158 |  | vacant - no home on lot | none |  |  |  |  | vacant - no home on lot
| 159 Bighorn Drive Wright, WY 82732 |  | No | No | Non-Lead - Plastic | No | 1977 | 3/4 | Service line repair or replacement record | Yes | Mechanical excavation at one location | 2018-10-26 | 159 | Non-Lead - Plastic | 2006 | 3/4 |  | Yes | Customer self-identification | 2024-07-01 | mobile home line above ground | Non-Lead | No | No |  | Single Family Residence |  | No | No
| 160 Bighorn Drive Wright, WY 82732 |  | No | No | Non-Lead - Plastic | No | 1977 | 3/4 | Predictive Model | No |  |  | 160 | Non-Lead - Plastic | 2005 | 3/4 |  | Yes | Customer self-identification | 2024-07-01 | mobile home line above ground | Non-Lead | No | No |  | Single Family Residence |  | No | No
| 161 Bighorn Drive Wright, WY 82732 |  | No | No | Non-Lead - Plastic | No | 1977 | 3/4 | Service line repair or replacement record | Yes | Mechanical excavation at one location | 1997-10-01 | 161 |  | vacant - no home on lot | none |  |  |  |  | vacant - no home on lot
| 162 Bighorn Drive Wright, WY 82732 |  | No | No | Non-Lead - Plastic | No | 1977 | 3/4 | Predictive Model | No |  |  | 162 |  | vacant - no home on lot | none |  |  |  |  | vacant - no home on lot
| 164 Bighorn Drive Wright, WY 82732 |  | No | No | Non-Lead - Plastic | No | 1977 | 3/4 | Predictive Model | No |  |  | 164 | Non-Lead - Plastic | 2005 | 3/4 |  | Yes | Customer self-identification | 2024-07-01 | mobile home line above ground | Non-Lead | No | No |  | Single Family Residence |  | No | No
| 165 Bighorn Drive Wright, WY 82732 |  | No | No | Non-Lead - Plastic | No | 1977 | 3/4 | Predictive Model | No |  |  | 165 | Non-Lead - Plastic | 2005 | 3/4 |  | Yes | Customer self-identification | 2024-07-01 | mobile home line above ground | Non-Lead | No | No |  | Single Family Residence |  | No | No
| 166 Bighorn Drive Wright, WY 82732 |  | No | No | Non-Lead - Plastic | No | 1977 | 3/4 | Service line repair or replacement record | Yes | Mechanical excavation at one location | 1997-07-17 | 166 | Non-Lead - Plastic | 2005 | 3/4 |  | Yes | Customer self-identification | 2024-07-01 | mobile home line above ground | Non-Lead | No | No |  | Single Family Residence |  | No | No
| 167 Bighorn Drive Wright, WY 82732 |  | No | No | Non-Lead - Plastic | No | 1977 | 3/4 | Predictive Model | No |  |  | 167 | Non-Lead - Plastic | 2013 | 3/4 |  | Yes | Customer self-identification | 2024-07-01 | mobile home line above ground | Non-Lead | No | No |  | Single Family Residence |  | No | No
| 168 Bighorn Drive Wright, WY 82732 |  | No | No | Non-Lead - Plastic | No | 1977 | 3/4 | Service line repair or replacement record | Yes | Mechanical excavation at one location | 2017-09-29 | 168 |  | vacant - abandoned | none |  |  |  |  | vacant - abandoned | Non-Lead | No | No |  | Single Family Residence |  | No | No
| 169 Bighorn Drive Wright, WY 82732 |  | No | No | Non-Lead - Plastic | No | 1977 | 3/4 | Predictive Model | No |  |  | 169 |  | vacant - no home on lot | none |  |  |  |  | vacant - no home on lot
| 170 Bighorn Drive Wright, WY 82732 |  | No | No | Non-Lead - Plastic | No | 1977 | 3/4 | Service line repair or replacement record | Yes | Mechanical excavation at one location | 2013-06-26 | 170 |  | vacant - no home on lot | none |  |  |  |  | vacant - no home on lot
| 171 Bighorn Drive Wright, WY 82732 |  | No | No | Non-Lead - Plastic | No | 1977 | 3/4 | Service line repair or replacement record | Yes | Mechanical excavation at one location | 2015-07-28 | 171 | Non-Lead - Copper | 2000 | 3/4 |  | Yes | Customer self-identification | 2024-07-01 | mobile home line above ground | Non-Lead | No | No |  | Single Family Residence |  | Unknown | No
| 172 Bighorn Drive Wright, WY 82732 |  | No | No | Non-Lead - Plastic | No | 1977 | 3/4 | Predictive Model | No |  |  | 172 | Non-Lead - Plastic | 2018 | 3/4 |  | Yes | Customer self-identification | 2024-07-01 | mobile home line above ground | Non-Lead | No | No |  | Single Family Residence |  | No | No
| 174 Bighorn Drive Wright, WY 82732 |  | No | No | Non-Lead - Plastic | No | 1977 | 3/4 | Predictive Model | No |  |  | 174 | Non-Lead - Plastic | 2008 | 3/4 |  | Yes | Customer self-identification | 2024-07-01 | mobile home line above ground | Non-Lead | No | No |  | Single Family Residence |  | No | No
| 175 Bighorn Drive Wright, WY 82732 |  | No | No | Non-Lead - Plastic | No | 1977 | 3/4 | Predictive Model | No |  |  | 175 |  | vacant - no home on lot | none |  |  |  |  | vacant - no home on lot
| 176 Bighorn Drive Wright, WY 82732 |  | No | No | Non-Lead - Plastic | No | 1977 | 3/4 | Predictive Model | No |  |  | 176 | Non-Lead - Plastic | 2005 | 3/4 |  | Yes | Customer self-identification | 2024-07-01 | mobile home line above ground | Non-Lead | No | No |  | Single Family Residence |  | No | No
| 177 Bighorn Drive Wright, WY 82732 |  | No | No | Non-Lead - Plastic | No | 1977 | 3/4 | Predictive Model | No |  |  | 177 |  | vacant - no home on lot | none |  |  |  |  | vacant - no home on lot
| 178 Bighorn Drive Wright, WY 82732 |  | No | No | Non-Lead - Plastic | No | 1977 | 3/4 | Predictive Model | No |  |  | 178 | Non-Lead - Copper | 2006 | 3/4 |  | Yes | Customer self-identification | 2024-07-01 | mobile home line above ground | Non-Lead | No | No |  | Single Family Residence |  | No | No
| 179 Prairieview Drive Wright, WY 82732 |  | No | No | Non-Lead - Plastic | No | 1977 | 3/4 | Predictive Model | No |  |  | 179 |  | vacant - no home on lot | none |  |  |  |  | vacant - no home on lot
| 180 Prairieview Drive Wright, WY 82732 |  | No | No | Non-Lead - Plastic | No | 1977 | 3/4 | Predictive Model | No |  |  | 180 | Non-Lead - Plastic | 2005 | 3/4 |  | Yes | Customer self-identification | 2024-07-01 | mobile home line above ground | Non-Lead | No | No |  | Single Family Residence |  | No | No
| 181 Prairieview Drive Wright, WY 82732 |  | No | No | Non-Lead - Plastic | No | 1977 | 3/4 | Predictive Model | No |  |  | 181 |  | vacant - no home on lot | none |  |  |  |  | vacant - no home on lot
| 182 Prairieview Drive Wright, WY 82732 |  | No | No | Non-Lead - Plastic | No | 1977 | 3/4 | Service line repair or replacement record | Yes | Mechanical excavation at one location | 2015-07-28 | 182 |  | vacant - no home on lot | none |  |  |  |  | vacant - no home on lot
| 183 Prairieview Drive Wright, WY 82732 |  | No | No | Non-Lead - Plastic | No | 1977 | 3/4 | Predictive Model | No |  |  | 183 | Non-Lead - Plastic | 2005 | 3/4 |  | Yes | Customer self-identification | 2024-07-01 | mobile home line above ground | Non-Lead | No | No |  | Single Family Residence |  | No | No
| 184 Prairieview Drive Wright, WY 82732 |  | No | No | Non-Lead - Plastic | No | 1977 | 3/4 | Predictive Model | No |  |  | 184 | Non-Lead - Plastic | 2005 | 3/4 |  | Yes | Customer self-identification | 2024-07-01 | mobile home line above ground | Non-Lead | No | No |  | Single Family Residence |  | No | No
| 185 Prairieview Drive Wright, WY 82732 |  | No | No | Non-Lead - Plastic | No | 1977 | 3/4 | Predictive Model | No |  |  | 185 | Non-Lead - Copper | 2009 | 3/4 |  | Yes | Customer self-identification | 2024-07-01 | mobile home line above ground | Non-Lead | No | No |  | Single Family Residence |  | No | No
| 186 Prairieview Drive Wright, WY 82732 |  | No | No | Non-Lead - Plastic | No | 1977 | 3/4 | Service line repair or replacement record | Yes | Mechanical excavation at one location | 2006-08-31 | 186 |  | vacant - no home on lot | none |  |  |  |  | vacant - no home on lot
| 187 Prairieview Drive Wright, WY 82732 |  | No | No | Non-Lead - Plastic | No | 1977 | 3/4 | Predictive Model | No |  |  | 187 | Non-Lead - Copper | 2000 | 3/4 |  | Yes | Customer self-identification | 2024-07-01 | mobile home line above ground | Non-Lead | No | No |  | Single Family Residence |  | Unknown | No
| 188 Prairieview Drive Wright, WY 82732 |  | No | No | Non-Lead - Plastic | No | 1977 | 3/4 | Predictive Model | No |  |  | 188 | Non-Lead - Copper | 1987 | 3/4 |  | Yes | Customer self-identification | 2024-07-01 | mobile home line above ground | Non-Lead | No | No |  | Single Family Residence |  | Unknown | No
| 189 Prairieview Drive Wright, WY 82732 |  | No | No | Non-Lead - Plastic | No | 1977 | 3/4 | Predictive Model | No |  |  | 189 | Non-Lead - Plastic | 2023 | 3/4 |  | Yes | Customer self-identification | 2024-07-01 | mobile home line above ground | Non-Lead | No | No |  | Single Family Residence |  | No | No
| 190 Prairieview Drive Wright, WY 82732 |  | No | No | Non-Lead - Plastic | No | 1977 | 3/4 | Service line repair or replacement record | Yes | Mechanical excavation at one location | 2005-08-25 | 190 | Non-Lead - Plastic | 2005 | 3/4 |  | Yes | Customer self-identification | 2024-07-01 | mobile home line above ground | Non-Lead | No | No |  | Single Family Residence |  | No | No
| 191 Prairieview Drive Wright, WY 82732 |  | No | No | Non-Lead - Plastic | No | 1977 | 3/4 | Predictive Model | No |  |  | 191 | Non-Lead - Plastic | 2005 | 3/4 |  | Yes | Customer self-identification | 2024-07-01 | mobile home line above ground | Non-Lead | No | No |  | Single Family Residence |  | No | No
| 192 Prairieview Drive Wright, WY 82732 |  | No | No | Non-Lead - Plastic | No | 1977 | 3/4 | Service line repair or replacement record | Yes | Mechanical excavation at one location | 2005-08-15 | 192 | Non-Lead - Plastic | 2024 | 3/4 |  | Yes | Customer self-identification | 2024-07-01 | mobile home line above ground | Non-Lead | No | No |  | Single Family Residence |  | No | No
| 193 Prairieview Drive Wright, WY 82732 |  | No | No | Non-Lead - Plastic | No | 1977 | 3/4 | Service line repair or replacement record | Yes | Mechanical excavation at one location | 2005-08-25 | 193 | Non-Lead - Plastic | 2012 | 3/4 |  | Yes | Customer self-identification | 2024-07-01 | mobile home line above ground | Non-Lead | No | No |  | Single Family Residence |  | No | No
| 194 Prairieview Drive Wright, WY 82732 |  | No | No | Non-Lead - Plastic | No | 1977 | 3/4 | Service line repair or replacement record | Yes | Mechanical excavation at one location | 2024-02-03 | 194 | Non-Lead - Plastic | 2013 | 3/4 |  | Yes | Customer self-identification | 2024-07-01 | mobile home line above ground | Non-Lead | No | No |  | Single Family Residence |  | No | No
| 195 Prairieview Drive Wright, WY 82732 |  | No | No | Non-Lead - Plastic | No | 1977 | 3/4 | Predictive Model | No |  |  | 195 |  | vacant - no home on lot | none |  |  |  |  | vacant - no home on lot
| 196 Prairieview Drive Wright, WY 82732 |  | No | No | Non-Lead - Plastic | No | 1977 | 3/4 | Predictive Model | No |  |  | 196 | Non-Lead - Plastic | 2005 | 3/4 |  | Yes | Customer self-identification | 2024-07-01 | mobile home line above ground | Non-Lead | No | No |  | Single Family Residence |  | No | No
| 197 Prairieview Drive Wright, WY 82732 |  | No | No | Non-Lead - Plastic | No | 1977 | 3/4 | Predictive Model | No |  |  | 197 | Non-Lead - Plastic | 2006 | 3/4 |  | Yes | Customer self-identification | 2024-07-01 | mobile home line above ground | Non-Lead | No | No |  | Single Family Residence |  | No | No
| 198 Prairieview Drive Wright, WY 82732 |  | No | No | Non-Lead - Plastic | No | 1977 | 3/4 | Predictive Model | No |  |  | 198 | Non-Lead - Plastic | 2014 | 3/4 |  | Yes | Customer self-identification | 2024-07-01 | mobile home line above ground | Non-Lead | No | No |  | Single Family Residence |  | No | No
| 199 Prairieview Drive Wright, WY 82732 |  | No | No | Non-Lead - Plastic | No | 1977 | 3/4 | Service line repair or replacement record | Yes | Mechanical excavation at one location | 2005-08-18 | 199 | Non-Lead - Plastic | 2015 | 3/4 |  | Yes | Customer self-identification | 2024-07-01 | mobile home line above ground | Non-Lead | No | No |  | Single Family Residence |  | No | No
| 200 Prairieview Drive Wright, WY 82732 |  | No | No | Non-Lead - Plastic | No | 1977 | 3/4 | Service line repair or replacement record | Yes | Mechanical excavation at one location | 2017-09-29 | 200 | Non-Lead - Plastic | 2005 | 3/4 |  | Yes | Customer self-identification | 2024-07-01 | mobile home line above ground | Non-Lead | No | No |  | Single Family Residence |  | No | No
| 201 Prairieview Drive Wright, WY 82732 |  | No | No | Non-Lead - Plastic | No | 1977 | 3/4 | Predictive Model | No |  |  | 201 | Non-Lead - Plastic | 2005 | 3/4 |  | Yes | Customer self-identification | 2024-07-01 | mobile home line above ground | Non-Lead | No | No |  | Single Family Residence |  | No | No
| 202 Prairieview Drive Wright, WY 82732 |  | No | No | Non-Lead - Plastic | No | 1977 | 3/4 | Predictive Model | No |  |  | 202 | Non-Lead - Plastic | 2005 | 3/4 |  | Yes | Customer self-identification | 2024-07-01 | mobile home line above ground | Non-Lead | No | No |  | Single Family Residence |  | No | No
| 203 Prairieview Drive Wright, WY 82732 |  | No | No | Non-Lead - Plastic | No | 1977 | 3/4 | Predictive Model | No |  |  | 203 | Non-Lead - Plastic | 2004 | 3/4 |  | Yes | Customer self-identification | 2024-07-01 | mobile home line above ground | Non-Lead | No | No |  | Single Family Residence |  | No | No
| 204 Prairieview Drive Wright, WY 82732 |  | No | No | Non-Lead - Plastic | No | 1977 | 3/4 | Service line repair or replacement record | Yes | Mechanical excavation at one location | 1998-11-30 | 204 | Non-Lead - Plastic | 2005 | 3/4 |  | Yes | Customer self-identification | 2024-07-01 | mobile home line above ground | Non-Lead | No | No |  | Single Family Residence |  | No | No
| 205 Prairieview Drive Wright, WY 82732 |  | No | No | Non-Lead - Plastic | No | 1977 | 3/4 | Predictive Model | No |  |  | 205 | Non-Lead - Plastic | 2006 | 3/4 |  | Yes | Customer self-identification | 2024-07-01 | mobile home line above ground | Non-Lead | No | No |  | Single Family Residence |  | No | No
| 206 Prairieview Drive Wright, WY 82732 |  | No | No | Non-Lead - Plastic | No | 1977 | 3/4 | Predictive Model | No |  |  | 206 |  | vacant - no home on lot | none |  |  |  |  | vacant - no home on lot
| 207 Bighorn Drive Wright, WY 82732 |  | No | No | Non-Lead - Plastic | No | 1977 | 3/4 | Service line repair or replacement record | Yes | Mechanical excavation at one location | 2005-08-25 | 207 | Non-Lead - Plastic | 2006 | 3/4 |  | Yes | Customer self-identification | 2024-07-01 | mobile home line above ground | Non-Lead | No | No |  | Single Family Residence |  | No | No
| 208 Bighorn Drive Wright, WY 82732 |  | No | No | Non-Lead - Plastic | No | 1977 | 3/4 | Predictive Model | No |  |  | 208 | Non-Lead - Plastic | 2005 | 3/4 |  | Yes | Customer self-identification | 2024-07-01 | mobile home line above ground | Non-Lead | No | No |  | Single Family Residence |  | No | No
| 209 Bighorn Drive Wright, WY 82732 |  | No | No | Non-Lead - Plastic | No | 1977 | 3/4 | Service line repair or replacement record | Yes | Mechanical excavation at one location | 2005-08-18 | 209 | Non-Lead - Plastic | 2005 | 3/4 |  | Yes | Customer self-identification | 2024-07-01 | mobile home line above ground | Non-Lead | No | No |  | Single Family Residence |  | No | No
| 210 Bighorn Drive Wright, WY 82732 |  | No | No | Non-Lead - Plastic | No | 1977 | 3/4 | Predictive Model | No |  |  | 210 | Non-Lead - Plastic | 2014 | 3/4 |  | Yes | Customer self-identification | 2024-07-01 | mobile home line above ground | Non-Lead | No | No |  | Single Family Residence |  | No | No
| 211 Bighorn Drive Wright, WY 82732 |  | No | No | Non-Lead - Plastic | No | 1977 | 3/4 | Service line repair or replacement record | Yes | Mechanical excavation at one location | 2005-08-18 | 211 | Non-Lead - Plastic | 2005 | 3/4 |  | Yes | Customer self-identification | 2024-07-01 | mobile home line above ground | Non-Lead | No | No |  | Single Family Residence |  | No | No
| 212 Bighorn Drive Wright, WY 82732 |  | No | No | Non-Lead - Plastic | No | 1977 | 3/4 | Predictive Model | No |  |  | 212 |  | vacant - no home on lot | none |  |  |  |  | vacant - no home on lot
| 213 Bighorn Drive Wright, WY 82732 |  | No | No | Non-Lead - Plastic | No | 1977 | 3/4 | Service line repair or replacement record | Yes | Mechanical excavation at one location | 2005-08-25 | 213 | Non-Lead - Plastic | 2005 | 3/4 |  | Yes | Customer self-identification | 2024-07-01 | mobile home line above ground | Non-Lead | No | No |  | Single Family Residence |  | No | No
| 214 Bison Court Wright, WY 82732 |  | No | No | Non-Lead - Plastic | No | 1977 | 3/4 | Predictive Model | No |  |  | 214 | Non-Lead - Plastic | 2006 | 3/4 |  | Yes | Customer self-identification | 2024-07-01 | mobile home line above ground | Non-Lead | No | No |  | Single Family Residence |  | No | No
| 215 Bison Court Wright, WY 82732 |  | No | No | Non-Lead - Plastic | No | 1977 | 3/4 | Predictive Model | No |  |  | 215 |  | vacant - no home on lot | none |  |  |  |  | vacant - no home on lot
| 216 Bison Court Wright, WY 82732 |  | No | No | Non-Lead - Plastic | No | 1977 | 3/4 | Predictive Model | No |  |  | 216 | Non-Lead - Plastic | 2005 | 3/4 |  | Yes | Customer self-identification | 2024-07-01 | mobile home line above ground | Non-Lead | No | No |  | Single Family Residence |  | No | No
| 217 Bison Court Wright, WY 82732 |  | No | No | Non-Lead - Plastic | No | 1977 | 3/4 | Service line repair or replacement record | Yes | Mechanical excavation at one location | 2018-06-18 | 217 | Non-Lead - Plastic | 2005 | 3/4 |  | Yes | Customer self-identification | 2024-07-01 | mobile home line above ground | Non-Lead | No | No |  | Single Family Residence |  | No | No
| 218 Bison Court Wright, WY 82732 |  | No | No | Non-Lead - Plastic | No | 1977 | 3/4 | Service line repair or replacement record | Yes | Mechanical excavation at one location | 2005-08-18 | 218 | Non-Lead - Plastic | 2006 | 3/4 |  | Yes | Customer self-identification | 2024-07-01 | mobile home line above ground | Non-Lead | No | No |  | Single Family Residence |  | No | No
| 219 Bison Court Wright, WY 82732 |  | No | No | Non-Lead - Plastic | No | 1977 | 3/4 | Predictive Model | No |  |  | 219 | Non-Lead - Plastic | 2024 | 3/4 |  | Yes | Customer self-identification | 2024-07-01 | mobile home line above ground | Non-Lead | No | No |  | Single Family Residence |  | No | No
| 220 Bison Court Wright, WY 82732 |  | No | No | Non-Lead - Plastic | No | 1977 | 3/4 | Predictive Model | No |  |  | 220 | Non-Lead - Plastic | 2005 | 3/4 |  | Yes | Customer self-identification | 2024-07-01 | mobile home line above ground | Non-Lead | No | No |  | Single Family Residence |  | No | No
| 221 Bison Court Wright, WY 82732 |  | No | No | Non-Lead - Plastic | No | 1977 | 3/4 | Predictive Model | No |  |  | 221 | Non-Lead - Plastic | 2003 | 3/4 |  | Yes | Customer self-identification | 2024-07-01 | mobile home line above ground | Non-Lead | No | No |  | Single Family Residence |  | No | No
| 222 Bison Court Wright, WY 82732 |  | No | No | Non-Lead - Plastic | No | 1977 | 3/4 | Service line repair or replacement record | Yes | Mechanical excavation at one location | 2015-07-28 | 222 | Non-Lead - Plastic | 2024 | 3/4 |  | Yes | Customer self-identification | 2024-07-01 | mobile home line above ground | Non-Lead | No | No |  | Single Family Residence |  | No | No
| 223 Bison Court Wright, WY 82732 |  | No | No | Non-Lead - Plastic | No | 1977 | 3/4 | Predictive Model | No |  |  | 223 | Non-Lead - Plastic | 2024 | 3/4 |  | Yes | Customer self-identification | 2024-07-01 | mobile home line above ground | Non-Lead | No | No |  | Single Family Residence |  | No | No
| 224 Bison Court Wright, WY 82732 |  | No | No | Non-Lead - Plastic | No | 1977 | 3/4 | Service line repair or replacement record | Yes | Mechanical excavation at one location | 2020-04-14 | 224 | Non-Lead - Plastic | 2005 | 3/4 |  | Yes | Customer self-identification | 2024-07-01 | mobile home line above ground | Non-Lead | No | No |  | Single Family Residence |  | No | No
| 225 Bison Court Wright, WY 82732 |  | No | No | Non-Lead - Plastic | No | 1977 | 3/4 | Service line repair or replacement record | Yes | Mechanical excavation at one location | 2019-02-03 | 225 | Non-Lead - Plastic | 2006 | 3/4 |  | Yes | Customer self-identification | 2024-07-01 | mobile home line above ground | Non-Lead | No | No |  | Single Family Residence |  | No | No
| 226 Bison Court Wright, WY 82732 |  | No | No | Non-Lead - Plastic | No | 1977 | 3/4 | Predictive Model | No |  |  | 226 | Non-Lead - Plastic | 2006 | 3/4 |  | Yes | Customer self-identification | 2024-07-01 | mobile home line above ground | Non-Lead | No | No |  | Single Family Residence |  | No | No
| 227 Bighorn Drive Wright, WY 82732 |  | No | No | Non-Lead - Plastic | No | 1977 | 3/4 | Predictive Model | No |  |  | 227 | Non-Lead - Plastic | 2005 | 3/4 |  | Yes | Customer self-identification | 2024-07-01 | mobile home line above ground | Non-Lead
| 228 Jackalope Court Wright, WY 82732 |  | No | No | Non-Lead - Plastic | No | 1977 | 3/4 | Predictive Model | No |  |  | 228 |  | vacant - no home on lot | none |  |  |  |  | vacant - no home on lot
| 229 Jackalope Court Wright, WY 82732 |  | No | No | Non-Lead - Plastic | No | 1977 | 3/4 | Service line repair or replacement record | Yes | Mechanical excavation at one location | 2005-08-18 | 229 | Non-Lead - Plastic | 2007 | 3/4 |  | Yes | Customer self-identification | 2024-07-01 | mobile home line above ground | Non-Lead | No | No |  | Single Family Residence |  | No | No
| 230 Jackalope Court Wright, WY 82732 |  | No | No | Non-Lead - Plastic | No | 1977 | 3/4 | Predictive Model | No |  |  | 230 | Non-Lead - Plastic | 2005 | 3/4 |  | Yes | Customer self-identification | 2024-07-01 | mobile home line above ground | Non-Lead | No | No |  | Single Family Residence |  | No | No
| 231 Jackalope Court Wright, WY 82732 |  | No | No | Non-Lead - Plastic | No | 1977 | 3/4 | Predictive Model | No |  |  | 231 |  | vacant - no home on lot | none |  |  |  |  | vacant - no home on lot
| 232 Jackalope Court Wright, WY 82732 |  | No | No | Non-Lead - Plastic | No | 1977 | 3/4 | Predictive Model | No |  |  | 232 | Non-Lead - Plastic | 1979 | 3/4 |  | Yes | Customer self-identification | 2024-07-01 | mobile home line above ground | Non-Lead | No | No |  | Single Family Residence |  | Unknown | No
| 233 Jackalope Court Wright, WY 82732 |  | No | No | Non-Lead - Plastic | No | 1977 | 3/4 | Service line repair or replacement record | Yes | Mechanical excavation at one location | 2005-08-18 | 233 |  | vacant - no home on lot | none |  |  |  |  | vacant - no home on lot
| 234 Jackalope Court Wright, WY 82732 |  | No | No | Non-Lead - Plastic | No | 1977 | 3/4 | Predictive Model | No |  |  | 234 | Non-Lead - Plastic | 2006 | 3/4 |  | Yes | Customer self-identification | 2024-07-01 | mobile home line above ground | Non-Lead | No | No |  | Single Family Residence |  | No | No
| 235 Jackalope Court Wright, WY 82732 |  | No | No | Non-Lead - Plastic | No | 1977 | 3/4 | Service line repair or replacement record | Yes | Mechanical excavation at one location | 2006-04-13 | 235 |  | vacant - no home on lot | none |  |  |  |  | vacant - no home on lot
| 236 Jackalope Court Wright, WY 82732 |  | No | No | Non-Lead - Plastic | No | 1977 | 3/4 | Predictive Model | No |  |  | 236 | Non-Lead - Plastic | 1999 | 3/4 |  | Yes | Customer self-identification | 2024-07-01 | mobile home line above ground | Non-Lead | No | No |  | Single Family Residence |  | No | No
| 237 Jackalope Court Wright, WY 82732 |  | No | No | Non-Lead - Plastic | No | 1977 | 3/4 | Service line repair or replacement record | Yes | Mechanical excavation at one location | 2015-07-23 | 237 | Non-Lead - Plastic | 2013 | 3/4 |  | Yes | Customer self-identification | 2024-07-01 | mobile home line above ground | Non-Lead | No | No |  | Single Family Residence |  | No | No
| 238 Jackalope Court Wright, WY 82732 |  | No | No | Non-Lead - Plastic | No | 1977 | 3/4 | Service line repair or replacement record | Yes | Mechanical excavation at one location | 2015-02-25 | 238 | Non-Lead - Plastic | 2005 | 3/4 |  | Yes | Customer self-identification | 2024-07-01 | mobile home line above ground | Non-Lead | No | No |  | Single Family Residence |  | No | No
| 239 Jackalope Court Wright, WY 82732 |  | No | No | Non-Lead - Plastic | No | 1977 | 3/4 | Predictive Model | No |  |  | 239 | Non-Lead - Plastic | 2005 | 3/4 |  | Yes | Customer self-identification | 2024-07-01 | mobile home line above ground | Non-Lead | No | No |  | Single Family Residence |  | No | No
| 240 Jackalope Court Wright, WY 82732 |  | No | No | Non-Lead - Plastic | No | 1977 | 3/4 | Predictive Model | No |  |  | 240 | Non-Lead - Plastic | 2012 | 3/4 |  | Yes | Customer self-identification | 2024-07-01 | mobile home line above ground | Non-Lead | No | No |  | Single Family Residence |  | No | No
| 241 Jackalope Court Wright, WY 82732 |  | No | No | Non-Lead - Plastic | No | 1977 | 3/4 | Predictive Model | No |  |  | 241 | Non-Lead - Plastic | 2012 | 3/4 |  | Yes | Customer self-identification | 2024-07-01 | mobile home line above ground | Non-Lead | No | No |  | Single Family Residence |  | No | No
| 242 Jackalope Court Wright, WY 82732 |  | No | No | Non-Lead - Plastic | No | 1977 | 3/4 | Predictive Model | No |  |  | 242 | Non-Lead - Plastic | 2005 | 3/4 |  | Yes | Customer self-identification | 2024-07-01 | mobile home line above ground | Non-Lead | No | No |  | Single Family Residence |  | No | No
| 243 Jackalope Court Wright, WY 82732 |  | No | No | Non-Lead - Plastic | No | 1977 | 3/4 | Predictive Model | No |  |  | 243 | Non-Lead - Plastic | 2005 | 3/4 |  | Yes | Customer self-identification | 2024-07-01 | mobile home line above ground | Non-Lead | No | No |  | Single Family Residence |  | No | No
| 244 Bighorn Drive Wright, WY 82732 |  | No | No | Non-Lead - Plastic | No | 1977 | 3/4 | Service line repair or replacement record | Yes | Mechanical excavation at one location | 1999-09-15 | 244 | Non-Lead - Plastic | 2005 | 3/4 |  | Yes | Customer self-identification | 2024-07-01 | mobile home line above ground | Non-Lead | No | No |  | Single Family Residence |  | No | No
| 245 Bighorn Drive Wright, WY 82732 |  | No | No | Non-Lead - Plastic | No | 1977 | 3/4 | Predictive Model | No |  |  | 245 | Non-Lead - Plastic | 2012 | 3/4 |  | Yes | Customer self-identification | 2024-07-01 | mobile home line above ground | Non-Lead | No | No |  | Single Family Residence |  | No | No
| 246 Bighorn Drive Wright, WY 82732 |  | No | No | Non-Lead - Plastic | No | 1977 | 3/4 | Service line repair or replacement record | Yes | Mechanical excavation at one location | 2005-08-25 | 246 |  | vacant - no home on lot | none |  |  |  |  | vacant - no home on lot
| 247 Bighorn Drive Wright, WY 82732 |  | No | No | Non-Lead - Plastic | No | 1977 | 3/4 | Predictive Model | No |  |  | 247 |  | vacant - no home on lot | none |  |  |  |  | vacant - no home on lot
| 248 Bighorn Drive Wright, WY 82732 |  | No | No | Non-Lead - Plastic | No | 1977 | 3/4 | Predictive Model | No |  |  | 248 | Non-Lead - Plastic | 2006 | 3/4 |  | Yes | Customer self-identification | 2024-07-01 | mobile home line above ground | Non-Lead | No | No |  | Single Family Residence |  | No | No
| 249 Bighorn Drive Wright, WY 82732 |  | No | No | Non-Lead - Plastic | No | 1977 | 3/4 | Predictive Model | No |  |  | 249 | Non-Lead - Plastic | 2012 | 3/4 |  | Yes | Customer self-identification | 2024-07-01 | mobile home line above ground | Non-Lead | No | No |  | Single Family Residence |  | No | No
| 250 Bighorn Drive Wright, WY 82732 |  | No | No | Non-Lead - Plastic | No | 1977 | 3/4 | Predictive Model | No |  |  | 250 | Non-Lead - Plastic | 2012 | 3/4 |  | Yes | Customer self-identification | 2024-07-01 | mobile home line above ground | Non-Lead | No | No |  | Single Family Residence |  | No | No
| 251 Bighorn Drive Wright, WY 82732 |  | No | No | Non-Lead - Plastic | No | 1977 | 3/4 | Predictive Model | No |  |  | 251 | Non-Lead - Plastic | 2012 | 3/4 |  | Yes | Customer self-identification | 2024-07-01 | mobile home line above ground | Non-Lead | No | No |  | Single Family Residence |  | No | No
| 252 Bighorn Drive Wright, WY 82732 |  | No | No | Non-Lead - Plastic | No | 1977 | 3/4 | Service line repair or replacement record | Yes | Mechanical excavation at one location | 2005-08-18 | 252 | Non-Lead - Plastic | 2008 | 3/4 |  | Yes | Customer self-identification | 2024-07-01 | mobile home line above ground | Non-Lead | No | No |  | Single Family Residence |  | No | No
| 253 Bighorn Drive Wright, WY 82732 |  | No | No | Non-Lead - Plastic | No | 1977 | 3/4 | Predictive Model | No |  |  | 253 | Non-Lead - Plastic | 2002 | 3/4 |  | Yes | Customer self-identification | 2024-07-01 | mobile home line above ground | Non-Lead | No | No |  | Single Family Residence |  | No | No
| 254 Bighorn Drive Wright, WY 82732 |  | No | No | Non-Lead - Plastic | No | 1977 | 3/4 | Predictive Model | No |  |  | 254 | Non-Lead - Plastic | 2024 | 3/4 |  | Yes | Customer self-identification | 2024-07-01 | mobile home line above ground | Non-Lead | No | No |  | Single Family Residence |  | No | No
| 255 Rochelle Drive Wright, WY 82732 |  | No | No | Non-Lead - Plastic | No | 1977 | 3/4 | Service line repair or replacement record | Yes | Mechanical excavation at one location | 2005-08-18 | 255 | Non-Lead - Plastic | 2005 | 3/4 |  | Yes | Customer self-identification | 2024-07-01 | mobile home line above ground | Non-Lead | No | No |  | Single Family Residence |  | No | No
| 256 Rochelle Drive Wright, WY 82732 |  | No | No | Non-Lead - Plastic | No | 1977 | 3/4 | Predictive Model | No |  |  | 256 | Non-Lead - Plastic | 2013 | 3/4 |  | Yes | Customer self-identification | 2024-07-01 | mobile home line above ground | Non-Lead | No | No |  | Single Family Residence |  | No | No
| 257 Rochelle Drive Wright, WY 82732 |  | No | No | Non-Lead - Plastic | No | 1977 | 3/4 | Predictive Model | No |  |  | 257 | Non-Lead - Plastic | 2008 | 3/4 |  | Yes | Customer self-identification | 2024-07-01 | mobile home line above ground | Non-Lead | No | No |  | Single Family Residence |  | No | No
| 258 Rochelle Drive Wright, WY 82732 |  | No | No | Non-Lead - Plastic | No | 1977 | 3/4 | Service line repair or replacement record | Yes | Mechanical excavation at one location | 2005-08-18 | 258 | Non-Lead - Plastic | 2024 | 3/4 |  | Yes | Customer self-identification | 2024-07-01 | mobile home line above ground | Non-Lead | No | No |  | Single Family Residence |  | No | No
| 259 Rochelle Drive Wright, WY 82732 |  | No | No | Non-Lead - Plastic | No | 1977 | 3/4 | Predictive Model | No |  |  | 259 | Non-Lead - Plastic | 2005 | 3/4 |  | Yes | Customer self-identification | 2024-07-01 | mobile home line above ground | Non-Lead | No | No |  | Single Family Residence |  | No | No
| 260 Rochelle Drive Wright, WY 82732 |  | No | No | Non-Lead - Plastic | No | 1977 | 3/4 | Predictive Model | No |  |  | 260 | Non-Lead - Plastic | 2005 | 3/4 |  | Yes | Customer self-identification | 2024-07-01 | mobile home line above ground | Non-Lead | No | No |  | Single Family Residence |  | No | No
| 261 Rochelle Drive Wright, WY 82732 |  | No | No | Non-Lead - Plastic | No | 1977 | 3/4 | Service line repair or replacement record | Yes | Mechanical excavation at one location | 2005-08-18 | 261 | Non-Lead - Plastic | 2005 | 3/4 |  | Yes | Customer self-identification | 2024-07-01 | mobile home line above ground | Non-Lead | No | No |  | Single Family Residence |  | No | No
| 262 Rochelle Drive Wright, WY 82732 |  | No | No | Non-Lead - Plastic | No | 1977 | 3/4 | Service line repair or replacement record | Yes | Mechanical excavation at one location | 2006-03-29 | 262 | Non-Lead - Plastic | 2008 | 3/4 |  | Yes | Customer self-identification | 2024-07-01 | mobile home line above ground | Non-Lead | No | No |  | Single Family Residence |  | No | No
| 263 Rochelle Drive Wright, WY 82732 |  | No | No | Non-Lead - Plastic | No | 1977 | 3/4 | Service line repair or replacement record | Yes | Mechanical excavation at one location | 2005-08-18 | 263 | Non-Lead - Plastic | 2007 | 3/4 |  | Yes | Customer self-identification | 2024-07-01 | mobile home line above ground | Non-Lead | No | No |  | Single Family Residence |  | No | No
| 264 Rochelle Drive Wright, WY 82732 |  | No | No | Non-Lead - Plastic | No | 1977 | 3/4 | Predictive Model | No |  |  | 264 |  | vacant - no home on lot | none |  |  |  |  | vacant - no home on lot
| 265 Rochelle Drive Wright, WY 82732 |  | No | No | Non-Lead - Plastic | No | 1977 | 3/4 | Predictive Model | No |  |  | 265 | Non-Lead - Plastic | 1976 | 3/4 |  | Yes | Customer self-identification | 2024-07-01 | mobile home line above ground | Non-Lead | No | No |  | Single Family Residence |  | Unknown | No
| 266 Rochelle Drive Wright, WY 82732 |  | No | No | Non-Lead - Plastic | No | 1977 | 3/4 | Predictive Model | No |  |  | 266 | Non-Lead - Plastic | 2013 | 3/4 |  | Yes | Customer self-identification | 2024-07-01 | mobile home line above ground | Non-Lead | No | No |  | Single Family Residence |  | No | No
| 267 Rochelle Drive Wright, WY 82732 |  | No | No | Non-Lead - Plastic | No | 1977 | 3/4 | Service line repair or replacement record | Yes | Mechanical excavation at one location | 2023-08-08 | 267 | Non-Lead - Plastic | 2006 | 3/4 |  | Yes | Customer self-identification | 2024-07-01 | mobile home line above ground | Non-Lead | No | No |  | Single Family Residence |  | No | No
| 268 Rochelle Drive Wright, WY 82732 |  | No | No | Non-Lead - Plastic | No | 1977 | 3/4 | Predictive Model | No |  |  | 268 |  | vacant - no home on lot | none |  |  |  |  | vacant - no home on lot
| 269 Rochelle Court Wright, WY 82732 |  | No | No | Non-Lead - Plastic | No | 1977 | 3/4 | Predictive Model | No |  |  | 269 |  | vacant | none |  |  |  |  | vacant - no home on lot
| 270 Rochelle Court Wright, WY 82732 |  | No | No | Non-Lead - Plastic | No | 1977 | 3/4 | Predictive Model | No |  |  | 270 | Non-Lead - Plastic | 2006 | 3/4 |  | Yes | Customer self-identification | 2024-07-01 | mobile home line above ground | Non-Lead | No | No |  | Single Family Residence |  | No | No
| 271 Rochelle Court Wright, WY 82732 |  | No | No | Non-Lead - Plastic | No | 1977 | 3/4 | Predictive Model | No |  |  | 271 | Non-Lead - Plastic | 2005 | 3/4 |  | Yes | Customer self-identification | 2024-07-01 | mobile home line above ground | Non-Lead | No | No |  | Single Family Residence |  | No | No
| 272 Rochelle Court Wright, WY 82732 |  | No | No | Non-Lead - Plastic | No | 1977 | 3/4 | Predictive Model | No |  |  | 272 | Non-Lead - Plastic | 2003 | 3/4 |  | Yes | Customer self-identification | 2024-07-01 | mobile home line above ground | Non-Lead | No | No |  | Single Family Residence |  | No | No
| 273 Rochelle Court Wright, WY 82732 |  | No | No | Non-Lead - Plastic | No | 1977 | 3/4 | Predictive Model | No |  |  | 273 | Non-Lead - Plastic | 2005 | 3/4 |  | Yes | Customer self-identification | 2024-07-01 | mobile home line above ground | Non-Lead | No | No |  | Single Family Residence |  | No | No
| 274 Rochelle Court Wright, WY 82732 |  | No | No | Non-Lead - Plastic | No | 1977 | 3/4 | Predictive Model | No |  |  | 274 | Non-Lead - Plastic | 2005 | 3/4 |  | Yes | Customer self-identification | 2024-07-01 | mobile home line above ground | Non-Lead | No | No |  | Single Family Residence |  | No | No
| 275 Rochelle Court Wright, WY 82732 |  | No | No | Non-Lead - Plastic | No | 1977 | 3/4 | Predictive Model | No |  |  | 275 |  | vacant - no home on lot | [5 empty] | vacant - no home on lot
| 276 Rochelle Court Wright, WY 82732 |  | No | No | Non-Lead - Plastic | No | 1977 | 3/4 | Predictive Model | No |  |  | 276 | Non-Lead - Plastic | 2013 | 3/4 |  | Yes | Customer self-identification | 2024-07-01 | mobile home line above ground | Non-Lead | No | No |  | Single Family Residence |  | No | No
| 277 Rochelle Court Wright, WY 82732 |  | No | No | Non-Lead - Plastic | No | 1977 | 3/4 | Service line repair or replacement record | Yes | Mechanical excavation at one location | 2013-08-01 | 277 | Non-Lead - Plastic | 2013 | 3/4 |  | Yes | Customer self-identification | 2024-07-01 | mobile home line above ground | Non-Lead | No | No |  | Single Family Residence |  | No | No
| 278 Rochelle Court Wright, WY 82732 |  | No | No | Non-Lead - Plastic | No | 1977 | 3/4 | Predictive Model | No |  |  | 278 | Non-Lead - Plastic | 2009 | 3/4 |  | Yes | Customer self-identification | 2024-07-01 | mobile home line above ground | Non-Lead | No | No |  | Single Family Residence |  | No | No
| 279 Rochelle Court Wright, WY 82732 |  | No | No | Non-Lead - Plastic | No | 1977 | 3/4 | Predictive Model | No |  |  | 279 | Non-Lead - Plastic | 2021 | 3/4 |  | Yes | Customer self-identification | 2024-07-01 | mobile home line above ground | Non-Lead | No | No |  | Single Family Residence |  | No | No
| 280 Rochelle Court Wright, WY 82732 |  | No | No | Non-Lead - Plastic | No | 1977 | 3/4 | Predictive Model | No |  |  | 280 |  | vacant - abandoned | none |  |  |  |  | vacant - abandoned
| 281 Rochelle Court Wright, WY 82732 |  | No | No | Non-Lead - Plastic | No | 1977 | 3/4 | Predictive Model | No |  |  | 281 |  | vacant - abandoned | none |  |  |  |  | vacant - abandoned
| 282 Rochelle Court Wright, WY 82732 |  | No | No | Non-Lead - Plastic | No | 1977 | 3/4 | Predictive Model | No |  |  | 282 |  | vacant - abandoned | none |  |  |  |  | vacant - abandoned
| 283 Rochelle Court Wright, WY 82732 |  | No | No | Non-Lead - Plastic | No | 1977 | 3/4 | Predictive Model | No |  |  | 283 |  | vacant - no home on lot | none |  |  |  |  | vacant - no home on lot
| 284 Rochelle Court Wright, WY 82732 |  | No | No | Non-Lead - Plastic | No | 1977 | 3/4 | Service line repair or replacement record | Yes | Mechanical excavation at one location | 2022-10-17 | 284 |  | vacant - no home on lot | none |  |  |  |  | vacant - no home on lot
| 285 Rochelle Court Wright, WY 82732 |  | No | No | Non-Lead - Plastic | No | 1977 | 3/4 | Predictive Model | No |  |  | 285 |  | vacant - no home on lot | none |  |  |  |  | vacant - no home on lot
| 286 Rochelle Drive Wright, WY 82732 |  | No | No | Non-Lead - Plastic | No | 1977 | 3/4 | Service line repair or replacement record | Yes | Mechanical excavation at one location | 2003-10-07 | 286 |  | vacant - no home on lot | none |  |  |  |  | vacant - no home on lot
| 287 Rochelle Drive Wright, WY 82732 |  | No | No | Non-Lead - Plastic | No | 1977 | 3/4 | Predictive Model | No |  |  | 287 | Non-Lead - Plastic | 2005 | 3/4 |  | Yes | Customer self-identification | 2024-07-01 | mobile home line above ground | Non-Lead | No | No |  | Single Family Residence |  | No | No
| 288 Rochelle Drive Wright, WY 82732 |  | No | No | Non-Lead - Plastic | No | 1977 | 3/4 | Predictive Model | No |  |  | 288 |  | vacant - abandoned | none |  |  |  |  | vacant - abandoned
| 289 Rochelle Drive Wright, WY 82732 |  | No | No | Non-Lead - Plastic | No | 1977 | 3/4 | Predictive Model | No |  |  | 289 | Non-Lead - Plastic | 2005 | 3/4 |  | Yes | Customer self-identification | 2024-07-01 | mobile home line above ground | Non-Lead | No | No |  | Single Family Residence |  | No | No
| 290 Bighorn Drive Wright, WY 82732 |  | No | No | Non-Lead - Plastic | No | 1977 | 3/4 | Service line repair or replacement record | Yes | Mechanical excavation at one location | 2002-03-09 | 290 | Non-Lead - Plastic | 2003 | 3/4 |  | Yes | Customer self-identification | 2024-07-01 | mobile home line above ground | Non-Lead | No | No |  | Single Family Residence |  | Unknown | No
| 291 Bighorn Drive Wright, WY 82732 |  | No | No | Non-Lead - Plastic | No | 1977 | 3/4 | Predictive Model | No |  |  | 281 | Non-Lead - Plastic | 2014 | 3/4 |  | Yes | Customer self-identification | 2024-07-01 | mobile home line above ground | Non-Lead | No | No |  | Single Family Residence |  | No | No
| 292 Bighorn Drive Wright, WY 82732 |  | No | No | Non-Lead - Plastic | No | 1977 | 3/4 | Predictive Model | No |  |  | 292 | Non-Lead - Plastic | 2005 | 3/4 |  | Yes | Customer self-identification | 2024-07-01 | mobile home line above ground | Non-Lead | No | No |  | Single Family Residence |  | No | No
| 293 Bighorn Drive Wright, WY 82732 |  | No | No | Non-Lead - Plastic | No | 1977 | 3/4 | Predictive Model | No |  |  | 293 | Non-Lead - Plastic | 2005 | 3/4 |  | Yes | Customer self-identification | 2024-07-01 | mobile home line above ground | Non-Lead | No | No |  | Single Family Residence |  | No | No
| 294 Bighorn Drive Wright, WY 82732 |  | No | No | Non-Lead - Plastic | No | 1977 | 3/4 | Service line repair or replacement record | Yes | Mechanical excavation at one location | 2015-07-23 | 294 |  | vacant - no home on lot | none |  |  |  |  | vacant - no home on lot
| 295 Bighorn Drive Wright, WY 82732 |  | No | No | Non-Lead - Plastic | No | 1977 | 3/4 | Predictive Model | No |  |  | 295 |  | vacant - abandoned | none |  |  |  |  | vacant - abandoned
| 296 Bighorn Drive Wright, WY 82732 |  | No | No | Non-Lead - Plastic | No | 1977 | 3/4 | Predictive Model | No |  |  | 296 | Non-Lead - Plastic | 2005 | 3/4 |  | Yes | Customer self-identification | 2024-07-01 | mobile home line above ground | Non-Lead | No | No |  | Single Family Residence |  | No | No
| 297 Bighorn Drive Wright, WY 82732 |  | No | No | Non-Lead - Plastic | No | 1977 | 3/4 | Predictive Model | No |  |  | 297 | Non-Lead - Plastic | 2005 | 3/4 |  |  |  |  | vacant - no home on lot
| 298 Bighorn Drive Wright, WY 82732 |  | No | No | Non-Lead - Plastic | No | 1977 | 3/4 | Predictive Model | No |  |  | 298 |  | vacant - no home on lot | none |  |  |  |  | vacant - no home on lot
| 299 Bighorn Drive Wright, WY 82732 |  | No | No | Non-Lead - Plastic | No | 1977 | 3/4 | Predictive Model | No |  |  | 299 | Non-Lead - Plastic | 2014 | 3/4 |  | Yes | Customer self-identification | 2024-07-01 | mobile home line above ground | Non-Lead | No | No |  | Single Family Residence |  | No | No
| 300 Bighorn Drive Wright, WY 82732 |  | No | No | Non-Lead - Plastic | No | 1977 | 3/4 | Predictive Model | No |  |  | 300 | Non-Lead - Plastic | 2013 | 3/4 |  | Yes | Customer self-identification | 2024-07-01 | mobile home line above ground | Non-Lead | No | No |  | Single Family Residence |  | No | No
| 301 Bighorn Drive Wright, WY 82732 |  | No | No | Non-Lead - Plastic | No | 1977 | 3/4 | Predictive Model | No |  |  | 301 | Non-Lead - Plastic | 2001 | 3/4 |  | Yes | Customer self-identification | 2024-07-01 | mobile home line above ground | Non-Lead | No | No |  | Single Family Residence |  | No | No
| 302 Bighorn Drive Wright, WY 82732 |  | No | No | Non-Lead - Plastic | No | 1977 | 3/4 | Predictive Model | No |  |  | 302 | Non-Lead - Plastic | 2014 | 3/4 |  | Yes | Customer self-identification | 2024-07-01 | mobile home line above ground | Non-Lead | No | No |  | Single Family Residence |  | No | No
| 303 Bighorn Drive Wright, WY 82732 |  | No | No | Non-Lead - Plastic | No | 1977 | 3/4 | Predictive Model | No |  |  | 303 |  | vacant - no home on lot | none |  |  |  |  | vacant - no home on lot
| 304 Bighorn Drive Wright, WY 82732 |  | No | No | Non-Lead - Plastic | No | 1977 | 3/4 | Predictive Model | No |  |  | 304 | Non-Lead - Plastic | 2006 | 3/4 |  | Yes | Customer self-identification | 2024-07-01 | mobile home line above ground | Non-Lead | No | No |  | Single Family Residence |  | No | No
| 305 Bighorn Drive Wright, WY 82732 |  | No | No | Non-Lead - Plastic | No | 1977 | 3/4 | Predictive Model | No |  |  | 305 | Non-Lead - Plastic | 2005 | 3/4 |  | Yes | Customer self-identification | 2024-07-01 | mobile home line above ground | Non-Lead | No | No |  | Single Family Residence |  | No | No
| 306 Bighorn Drive Wright, WY 82732 |  | No | No | Non-Lead - Plastic | No | 1977 | 3/4 | Predictive Model | No |  |  | 306 |  | vacant - no home on lot | none |  |  |  |  | vacant - no home on lot
| 307 Bighorn Drive Wright, WY 82732 |  | No | No | Non-Lead - Plastic | No | 1977 | 3/4 | Predictive Model | No |  |  | 307 | Non-Lead - Plastic | 2008 | 3/4 |  | Yes | Customer self-identification | 2024-07-01 | mobile home line above ground | Non-Lead | No | No |  | Single Family Residence |  | No | No
| 308 Bighorn Drive Wright, WY 82732 |  | No | No | Non-Lead - Plastic | No | 1977 | 3/4 | Predictive Model | No |  |  | 308 |  | vacant - no home on lot | none |  |  |  |  | vacant - no home on lot
| 309 Bighorn Drive Wright, WY 82732 |  | No | No | Non-Lead - Plastic | No | 1977 | 3/4 | Predictive Model | No |  |  | 309 |  | vacant - no home on lot | none |  |  |  |  | vacant - no home on lot
| 310 Bighorn Drive Wright, WY 82732 |  | No | No | Non-Lead - Plastic | No | 1977 | 3/4 | Predictive Model | No |  |  | 310 | Non-Lead - Plastic | 2004 | 3/4 |  | Yes | Customer self-identification | 2024-07-01 | mobile home line above ground | Non-Lead | No | No |  | Single Family Residence |  | No | No
| 311 Bighorn Drive Wright, WY 82732 |  | No | No | Non-Lead - Plastic | No | 1977 | 3/4 | Predictive Model | No |  |  | 311 |  | vacant - no home on lot | none |  |  |  |  | vacant - no home on lot
| 311 1/2 Bighorn Drive Wright, WY 82732 |  | No | No | Non-Lead - Plastic | No | 2007 | 1 | Service line repair or replacement record | No |  |  | 311.5 | Non-Lead - Plastic | 2008 | 3/4 |  | Yes | Customer self-identification | 2024-07-01 | mobile home line above ground | Non-Lead | No | No |  | Single Family Residence |  | No | No
| 312 Wagon Wheel Drive Wright, WY 82732 |  | No | No | Non-Lead - Plastic | No | 1981 | 3/4 | Service line repair or replacement record | Yes | Mechanical excavation at one location | 1999-07-29 | 312 | Non-Lead - Plastic | 2007 | 3/4 |  | Yes | Customer self-identification | 2024-07-01 | mobile home line above ground | Non-Lead | No | No |  | Single Family Residence |  | No | No
| 313 Wagon Wheel Drive Wright, WY 82732 |  | No | No | Non-Lead - Plastic | No | 1981 | 3/4 | Predictive Model | No |  |  | 313 | Non-Lead - Plastic | 2011 | 3/4 |  | Yes | Customer self-identification | 2024-07-01 | mobile home line above ground | Non-Lead | No | No |  | Single Family Residence |  | No | No
| 314 Wagon Wheel Drive Wright, WY 82732 |  | No | No | Non-Lead - Plastic | No | 1981 | 3/4 | Service line repair or replacement record | Yes | Mechanical excavation at one location | 2010-10-20 | 314 | Non-Lead - Plastic | 2011 | 3/4 |  | Yes | Customer self-identification | 2024-07-01 | mobile home line above ground | Non-Lead | No | No |  | Single Family Residence |  | No | No
| 315 Wagon Wheel Drive Wright, WY 82732 |  | No | No | Non-Lead - Plastic | No | 1981 | 3/4 | Predictive Model | No |  |  | 315 | Non-Lead - Plastic | 1981 | 3/4 |  | Yes | Customer self-identification | 2024-07-01 | mobile home line above ground | Non-Lead | No | No |  | Single Family Residence |  | Unknown | No
| 316 Wagon Wheel Drive Wright, WY 82732 |  | No | No | Non-Lead - Plastic | No | 1981 | 3/4 | Predictive Model | No |  |  | 316 |  | vacant - no home on lot | [5 empty] | vacant - no home on lot
| 317 Wagon Wheel Drive Wright, WY 82732 |  | No | No | Non-Lead - Plastic | No | 1981 | 3/4 | Predictive Model | No |  |  | 317 |  | vacant - no home on lot | [5 empty] | vacant - no home on lot
| 318 Wagon Wheel Drive Wright, WY 82732 |  | No | No | Non-Lead - Plastic | No | 1981 | 3/4 | Predictive Model | No |  |  | 318 | Non-Lead - Plastic | 2007 | 3/4 |  | Yes | Customer self-identification | 2024-07-01 | mobile home line above ground | Non-Lead | No | No |  | Single Family Residence |  | No | No
| 319 Wagon Wheel Drive Wright, WY 82732 |  | No | No | Non-Lead - Plastic | No | 1981 | 3/4 | Predictive Model | No |  |  | 319 | Non-Lead - Plastic | 2006 | 3/4 |  | Yes | Customer self-identification | 2024-07-01 | mobile home line above ground | Non-Lead | No | No |  | Single Family Residence |  | No | No
| 320 Wagon Wheel Drive Wright, WY 82732 |  | No | No | Non-Lead - Plastic | No | 1981 | 3/4 | Predictive Model | No |  |  | 320 | Non-Lead - Plastic | 2015 | 3/4 |  | Yes | Customer self-identification | 2024-07-01 | mobile home line above ground | Non-Lead | No | No |  | Single Family Residence |  | No | No
| 321 Wagon Wheel Drive Wright, WY 82732 |  | No | No | Non-Lead - Plastic | No | 1981 | 3/4 | Predictive Model | No |  |  | 321 |  | vacant - no home on lot | none |  |  |  |  | vacant - no home on lot
| 322 Wagon Wheel Drive Wright, WY 82732 |  | No | No | Non-Lead - Plastic | No | 1981 | 3/4 | Predictive Model | No |  |  | 322 |  | vacant - no home on lot | none |  |  |  |  | vacant - no home on lot
| 323 Wagon Wheel Drive Wright, WY 82732 |  | No | No | Non-Lead - Plastic | No | 1981 | 3/4 | Predictive Model | No |  |  | 323 | Non-Lead - Plastic | 2007 | 3/4 |  | Yes | Customer self-identification | 2024-07-01 | mobile home line above ground | Non-Lead | No | No |  | Single Family Residence |  | No | No
| 324 Wagon Wheel Drive Wright, WY 82732 |  | No | No | Non-Lead - Plastic | No | 1981 | 3/4 | Predictive Model | No |  |  | 324 |  | vacant - no home on lot | none |  |  |  |  | vacant - no home on lot
| 325 Wagon Wheel Drive Wright, WY 82732 |  | No | No | Non-Lead - Plastic | No | 1981 | 3/4 | Predictive Model | No |  |  | 325 | Non-Lead - Copper | 2007 | 3/4 |  | Yes | Customer self-identification | 2024-07-01 | mobile home line above ground | Non-Lead | No | No |  | Single Family Residence |  | No | No
| 326 Wagon Wheel Drive Wright, WY 82732 |  | No | No | Non-Lead - Plastic | No | 1981 | 3/4 | Service line repair or replacement record | Yes | Mechanical excavation at one location | 2015-07-07 | 326 |  | vacant | none |  |  |  |  | vacant - no home on lot
| 327 Wagon Wheel Drive Wright, WY 82732 |  | No | No | Non-Lead - Plastic | No | 1981 | 3/4 | Predictive Model | No |  |  | 327 |  | vacant - no home on lot | none |  |  |  |  | vacant - no home on lot
| 328 Wagon Wheel Drive Wright, WY 82732 |  | No | No | Non-Lead - Plastic | No | 1981 | 3/4 | Predictive Model | No |  |  | 328 | Non-Lead - Plastic | 2004 | 3/4 |  | Yes | Customer self-identification | 2024-07-01 | mobile home line above ground | Non-Lead | No | No |  | Single Family Residence |  | No | No
| 329 Wagon Wheel Drive Wright, WY 82732 |  | No | No | Non-Lead - Plastic | No | 1981 | 3/4 | Predictive Model | No |  |  | 329 | Non-Lead - Plastic | 2007 | 3/4 |  | Yes | Customer self-identification | 2024-07-01 | mobile home line above ground | Non-Lead | No | No |  | Single Family Residence |  | No | No
| 330 Wagon Wheel Drive Wright, WY 82732 |  | No | No | Non-Lead - Plastic | No | 1981 | 3/4 | Predictive Model | No |  |  | 330 |  | vacant - no home on lot | none |  |  |  |  | vacant - no home on lot
| 331 Wagon Wheel Drive Wright, WY 82732 |  | No | No | Non-Lead - Plastic | No | 1981 | 3/4 | Service line repair or replacement record | Yes | Mechanical excavation at one location | 2008-01-24 | 331 |  | vacant - no home on lot | none |  |  |  |  | vacant - no home on lot
| 332 Wagon Wheel Drive Wright, WY 82732 |  | No | No | Non-Lead - Plastic | No | 1981 | 3/4 | Service line repair or replacement record | Yes | Mechanical excavation at one location | 2024-01-03 | 332 | Non-Lead - Plastic | 2023 | 3/4 |  | Yes | Customer self-identification | 2024-07-01 | mobile home line above ground | Non-Lead | No | No |  | Single Family Residence |  | No | No
| 333 Wagon Wheel Drive Wright, WY 82732 |  | No | No | Non-Lead - Plastic | No | 1981 | 3/4 | Predictive Model | No |  |  | 333 |  | vacant | none |  |  |  |  | vacant - no home on lot
| 334 Wagon Wheel Drive Wright, WY 82732 |  | No | No | Non-Lead - Plastic | No | 1981 | 3/4 | Predictive Model | No |  |  | 334 | Non-Lead - Plastic | 2009 | 3/4 |  | Yes | Customer self-identification | 2024-07-01 | mobile home line above ground | Non-Lead | No | No |  | Single Family Residence |  | No | No
| 335 Wagon Wheel Drive Wright, WY 82732 |  | No | No | Non-Lead - Plastic | No | 1981 | 3/4 | Predictive Model | No |  |  | 335 |  | vacant - no home on lot | none |  |  |  |  | vacant - no home on lot
| 336 Wagon Wheel Drive Wright, WY 82732 |  | No | No | Non-Lead - Plastic | No | 1981 | 3/4 | Predictive Model | No |  |  | 336 | Non-Lead - Plastic | 2008 | 3/4 |  | Yes | Customer self-identification | 2024-07-01 | mobile home line above ground | Non-Lead | No | No |  | Single Family Residence |  | No | No
| 337 Wagon Wheel Drive Wright, WY 82732 |  | No | No | Non-Lead - Plastic | No | 1981 | 3/4 | Predictive Model | No |  |  | 337 | Non-Lead - Plastic | 2015 | 3/4 |  | Yes | Customer self-identification | 2024-07-01 | mobile home line above ground | Non-Lead | No | No |  | Single Family Residence |  | No | No
| 338 Wagon Wheel Drive Wright, WY 82732 |  | No | No | Non-Lead - Plastic | No | 1981 | 3/4 | Service line repair or replacement record | Yes | Mechanical excavation at one location | 2012-09-17 | 338 | Non-Lead - Plastic | 2015 | 3/4 |  | Yes | Customer self-identification | 2024-07-01 | mobile home line above ground | Non-Lead | No | No |  | Single Family Residence |  | No | No
| 339 Wagon Wheel Drive Wright, WY 82732 |  | No | No | Non-Lead - Plastic | No | 1981 | 3/4 | Service line repair or replacement record | Yes | Mechanical excavation at one location | 2013-07-01 | 339 |  | vacant - no home on lot | none |  |  |  |  | vacant - no home on lot
| 340 Wagon Wheel Drive Wright, WY 82732 |  | No | No | Non-Lead - Plastic | No | 1981 | 3/4 | Predictive Model | No |  |  | 340 |  | vacant - no home on lot | none |  |  |  |  | vacant - no home on lot
| 341 Wagon Wheel Drive Wright, WY 82732 |  | No | No | Non-Lead - Plastic | No | 1981 | 3/4 | Predictive Model | No |  |  | 341 |  | vacant - no home on lot | none |  |  |  |  | vacant - no home on lot
| 342 Wagon Wheel Drive Wright, WY 82732 |  | No | No | Non-Lead - Plastic | No | 1981 | 3/4 | Predictive Model | No |  |  | 342 | Non-Lead - Plastic | 2010 | 3/4 |  | Yes | Customer self-identification | 2024-07-01 | mobile home line above ground | Non-Lead | No | No |  | Single Family Residence |  | No | No
| 343 Wagon Wheel Drive Wright, WY 82732 |  | No | No | Non-Lead - Plastic | No | 1981 | 3/4 | Predictive Model | No |  |  | 343 | Non-Lead - Plastic | 2009 | 3/4 |  | Yes | Customer self-identification | 2024-07-01 | mobile home line above ground | Non-Lead | No | No |  | Single Family Residence |  | No | No
| 344 Wagon Wheel Drive Wright, WY 82732 |  | No | No | Non-Lead - Plastic | No | 1981 | 3/4 | Service line repair or replacement record | Yes | Mechanical excavation at one location | 2015-07-07 | 344 |  | vacant - no home on lot | none |  |  |  |  | vacant - no home on lot
| 345 Wagon Wheel Drive Wright, WY 82732 |  | No | No | Non-Lead - Plastic | No | 1981 | 3/4 | Predictive Model | No |  |  | 345 | Unknown - Material Unknown | vacant - abandoned | none |  | Yes | Customer self-identification |  |  | Non-Lead | Yes |  |  | Single Family Residence
| 346 Wagon Wheel Drive Wright, WY 82732 |  | No | No | Non-Lead - Plastic | No | 1981 | 3/4 | Predictive Model | No |  |  | 346 | Non-Lead - Plastic | 2006 | 3/4 |  | Yes | Customer self-identification | 2024-07-01 | mobile home line above ground | Non-Lead | No | No |  | Single Family Residence |  | No | No
| 347 Wagon Wheel Drive Wright, WY 82732 |  | No | No | Non-Lead - Plastic | No | 1981 | 3/4 | Predictive Model | No |  |  | 347 | Non-Lead - Plastic | 2004 | 3/4 |  | Yes | Customer self-identification | 2024-07-01 | mobile home line above ground | Non-Lead | No | No |  | Single Family Residence |  | No | No
| 348 Wagon Wheel Drive Wright, WY 82732 |  | No | No | Non-Lead - Plastic | No | 1981 | 3/4 | Predictive Model | No |  |  | 348 |  | vacant - no home on lot | none |  |  |  |  | vacant - no home on lot
| 349 Wagon Wheel Drive Wright, WY 82732 |  | No | No | Non-Lead - Plastic | No | 1981 | 3/4 | Predictive Model | No |  |  | 349 | Non-Lead - Plastic | 2000 | 3/4 |  | Yes | Customer self-identification | 2024-07-01 | mobile home line above ground | Non-Lead | No | No |  | Single Family Residence |  | No | No
| 350 Wagon Wheel Drive Wright, WY 82732 |  | No | No | Non-Lead - Plastic | No | 1981 | 3/4 | Predictive Model | No |  |  | 350 | Non-Lead - Plastic | 2000 | 3/4 |  | Yes | Customer self-identification | 2024-07-01 | mobile home line above ground | Non-Lead | No | No |  | Single Family Residence |  | No | No
| 351 Wagon Wheel Drive Wright, WY 82732 |  | No | No | Non-Lead - Plastic | No | 1981 | 3/4 | Predictive Model | No |  |  | 351 | Non-Lead - Plastic | 1999 | 3/4 |  | Yes | Customer self-identification | 2024-07-01 | mobile home line above ground | Non-Lead | No | No |  | Single Family Residence |  | Unknown | No
| 352 Wagon Wheel Drive Wright, WY 82732 |  | No | No | Non-Lead - Plastic | No | 1981 | 3/4 | Predictive Model | No |  |  | 352 | Non-Lead - Plastic | 2005 | 3/4 |  | Yes | Customer self-identification | 2024-07-01 | mobile home line above ground | Non-Lead | No | No |  | Single Family Residence |  | No | No
| 353 Wagon Wheel Drive Wright, WY 82732 |  | No | No | Non-Lead - Plastic | No | 1981 | 3/4 | Service line repair or replacement record | Yes | Mechanical excavation at one location | 2005-11-04 | 353 | Non-Lead - Plastic | 2006 | 3/4 |  | Yes | Customer self-identification | 2024-07-01 | mobile home line above ground | Non-Lead | No | No |  | Single Family Residence |  | No | No
| 354 Wagon Wheel Drive Wright, WY 82732 |  | No | No | Non-Lead - Plastic | No | 1981 | 3/4 | Service line repair or replacement record | Yes | Mechanical excavation at one location | 2005-08-25 | 354 |  | vacant - no home on lot | none |  |  |  |  | vacant - no home on lot
| 355 Wagon Wheel Drive Wright, WY 82732 |  | No | No | Non-Lead - Plastic | No | 1981 | 3/4 | Predictive Model | No |  |  | 355 |  | vacant - no home on lot | none |  |  |  |  | vacant - no home on lot
| 356 Wagon Wheel Drive Wright, WY 82732 |  | No | No | Non-Lead - Plastic | No | 1981 | 3/4 | Predictive Model | No |  |  | 356 | Non-Lead - Plastic | 2013 | 3/4 |  | Yes | Customer self-identification | 2024-07-01 | mobile home line above ground | Non-Lead | No | No |  | Single Family Residence |  | No | No
| 357 Wagon Wheel Drive Wright, WY 82732 |  | No | No | Non-Lead - Plastic | No | 1981 | 3/4 | Predictive Model | No |  |  | 357 | Non-Lead - Plastic | 2003 | 3/4 |  | Yes | Customer self-identification | 2024-07-01 | mobile home line above ground | Non-Lead | No | No |  | Single Family Residence |  | No | No
| 358 Wagon Wheel Drive Wright, WY 82732 |  | No | No | Non-Lead - Plastic | No | 1981 | 3/4 | Predictive Model | No |  |  | 358 | Non-Lead - Plastic | 2007 | 3/4 |  | Yes | Customer self-identification | 2024-07-01 | mobile home line above ground | Non-Lead | No | No |  | Single Family Residence |  | No | No
| 359 Wagon Wheel Drive Wright, WY 82732 |  | No | No | Non-Lead - Plastic | No | 1981 | 3/4 | Predictive Model | No |  |  | 359 | Non-Lead - Plastic | 2003 | 3/4 |  | Yes | Customer self-identification | 2024-07-01 | mobile home line above ground | Non-Lead | No | No |  | Single Family Residence |  | No | No
| 360 Wagon Wheel Drive Wright, WY 82732 |  | No | No | Non-Lead - Plastic | No | 1981 | 3/4 | Predictive Model | No |  |  | 360 |  | vacant - no home on lot | none |  |  |  |  | vacant - no home on lot |  | No | No |  | Single Family Residence |  | No | No
| 361 Wagon Wheel Drive Wright, WY 82732 |  | No | No | Non-Lead - Plastic | No | 1981 | 3/4 | Predictive Model | No |  |  | 361 | Non-Lead - Plastic | 2004 | 3/4 |  | Yes | Customer self-identification | 2024-07-01 | mobile home line above ground | Non-Lead | No | No |  | Single Family Residence |  | No | No
| 362 Wagon Wheel Drive Wright, WY 82732 |  | No | No | Non-Lead - Plastic | No | 1981 | 3/4 | Predictive Model | No |  |  | 362 | Non-Lead - Plastic | 1981 | 3/4 |  | Yes | Customer self-identification | 2024-07-01 | mobile home line above ground | Non-Lead | No | No |  | Single Family Residence |  | Unknown | No
| 363 Wagon Wheel Drive Wright, WY 82732 |  | No | No | Non-Lead - Plastic | No | 1981 | 3/4 | Predictive Model | No |  |  | 363 | Non-Lead - Plastic | 2008 | 3/4 |  | Yes | Customer self-identification | 2024-07-01 | mobile home line above ground | Non-Lead | No | No |  | Single Family Residence |  | No | No
| 364 Wagon Wheel Drive Wright, WY 82732 |  | No | No | Non-Lead - Plastic | No | 1981 | 3/4 | Predictive Model | No |  |  | 364 | Non-Lead - Plastic | 1981 | 3/4 |  | Yes | Customer self-identification | 2024-07-01 | mobile home line above ground | Non-Lead | No | No |  | Single Family Residence |  | Unknown | No
| 365 Wagon Wheel Drive Wright, WY 82732 |  | No | No | Non-Lead - Plastic | No | 1981 | 3/4 | Predictive Model | No |  |  | 365 |  | vacant - no home on lot | none |  |  |  |  | vacant - no home on lot
| 366 Wagon Wheel Drive Wright, WY 82732 |  | No | No | Non-Lead - Plastic | No | 1981 | 3/4 | Predictive Model | No |  |  | 366 | Non-Lead - Plastic | 2011 | 3/4 |  | Yes | Customer self-identification | 2024-07-01 | mobile home line above ground | Non-Lead | No | No |  | Single Family Residence |  | No | No
| 367 Wagon Wheel Drive Wright, WY 82732 |  | No | No | Non-Lead - Plastic | No | 1981 | 3/4 | Predictive Model | No |  |  | 367 |  | vacant - no home on lot | none |  |  |  |  | vacant - no home on lot
| 368 Wagon Wheel Drive Wright, WY 82732 |  | No | No | Non-Lead - Plastic | No | 1981 | 3/4 | Predictive Model | No |  |  | 368 |  | vacant - no home on lot | none |  |  |  |  | vacant - no home on lot
| 369 Wagon Wheel Drive Wright, WY 82732 |  | No | No | Non-Lead - Plastic | No | 1981 | 3/4 | Predictive Model | No |  |  | 369 | Non-Lead - Plastic | 2015 | 3/4 |  | Yes | Customer self-identification | 2024-07-01 | mobile home line above ground | Non-Lead | No | No |  | Single Family Residence |  | No | No
| 370 Wagon Wheel Drive Wright, WY 82732 |  | No | No | Non-Lead - Plastic | No | 1981 | 3/4 | Service line repair or replacement record | Yes | Mechanical excavation at one location | 2007-04-30 | 370 |  | vacant - no home on lot | none |  |  |  |  | vacant - no home on lot
| 371 Wagon Wheel Drive Wright, WY 82732 |  | No | No | Non-Lead - Plastic | No | 1981 | 3/4 | Predictive Model | No |  |  | 371 | Non-Lead - Plastic | 2011 | 3/4 |  | Yes | Customer self-identification | 2024-07-01 | mobile home line above ground | Non-Lead | No | No |  | Single Family Residence |  | No | No
| 372 Wagon Wheel Drive Wright, WY 82732 |  | No | No | Non-Lead - Plastic | No | 1981 | 3/4 | Predictive Model | No |  |  | 372 | Unknown - Material Unknown | vacant - no home on lot | none |  |  |  |  | vacant - no home on lot
| 373 Wagon Wheel Drive Wright, WY 82732 |  | No | No | Non-Lead - Plastic | No | 1981 | 3/4 | Predictive Model | No |  |  | 373 | Non-Lead - Plastic | 2012 | 3/4 |  | Yes | Customer self-identification | 2024-07-01 | mobile home line above ground | Non-Lead | No | No |  | Single Family Residence |  | No | No
| 374 Wagon Wheel Drive Wright, WY 82732 |  | No | No | Non-Lead - Plastic | No | 1981 | 3/4 | Predictive Model | No |  |  | 374 | Non-Lead - Plastic | 2003 | 3/4 |  | Yes | Customer self-identification | 2024-07-01 | mobile home line above ground | Non-Lead | No | No |  | Single Family Residence |  | No | No
| 375 Wagon Wheel Drive Wright, WY 82732 |  | No | No | Non-Lead - Plastic | No | 1981 | 3/4 | Predictive Model | No |  |  | 375 | Non-Lead - Plastic | 2003 | 3/4 |  | Yes | Customer self-identification | 2024-07-01 | mobile home line above ground | Non-Lead | No | No |  | Single Family Residence |  | No | No
| 376 Wagon Wheel Drive Wright, WY 82732 |  | No | No | Non-Lead - Plastic | No | 1981 | 3/4 | Predictive Model | No |  |  | 376 | Non-Lead - Plastic | 2007 | 3/4 |  | Yes | Customer self-identification | 2024-07-01 | mobile home line above ground | Non-Lead | No | No |  | Single Family Residence |  | No | No
| 377 Wagon Wheel Drive Wright, WY 82732 |  | No | No | Non-Lead - Plastic | No | 1981 | 3/4 | Predictive Model | No |  |  | 377 |  | vacant - no home on lot | none |  |  |  |  | vacant - no home on lot
| 378 Wagon Wheel Drive Wright, WY 82732 |  | No | No | Non-Lead - Plastic | No | 1981 | 3/4 | Predictive Model | No |  |  | 378 |  | vacant - no home on lot | none |  |  |  |  | vacant - no home on lot
| 379 Wagon Wheel Drive Wright, WY 82732 |  | No | No | Non-Lead - Plastic | No | 1981 | 3/4 | Predictive Model | No |  |  | 379 | Non-Lead - Copper | 1981 | 3/4 |  | Yes | Customer self-identification | 2024-07-01 | mobile home line above ground | Non-Lead | No | No |  | Single Family Residence |  | Unknown | No
| 380 Wagon Wheel Drive Wright, WY 82732 |  | No | No | Non-Lead - Plastic | No | 1981 | 3/4 | Predictive Model | No |  |  | 380 | Non-Lead - Plastic | 2006 | 3/4 |  | Yes | Customer self-identification | 2024-07-01 | mobile home line above ground | Non-Lead | No | No |  | Single Family Residence |  | No | No
| 381 Wagon Wheel Drive Wright, WY 82732 |  | No | No | Non-Lead - Plastic | No | 1981 | 3/4 | Predictive Model | No |  |  | 381 |  | vacant - no home on lot | none |  |  |  |  | vacant - no home on lot
| 382 Wagon Wheel Drive Wright, WY 82732 |  | No | No | Non-Lead - Plastic | No | 1981 | 3/4 | Predictive Model | No |  |  | 382 | Non-Lead - Plastic | 2006 | 3/4 |  | Yes | Customer self-identification | 2024-07-01 | mobile home line above ground | Non-Lead | No | No |  | Single Family Residence |  | No | No
| 383 Wagon Wheel Drive Wright, WY 82732 |  | No | No | Non-Lead - Plastic | No | 1981 | 3/4 | Predictive Model | No |  |  | 383 |  | vacant - no home on lot | none |  |  |  |  | vacant - no home on lot
| 384 Wagon Wheel Drive Wright, WY 82732 |  | No | No | Non-Lead - Plastic | No | 1981 | 3/4 | Predictive Model | No |  |  | 384 | Non-Lead - Plastic | 2010 | 3/4 |  | Yes | Customer self-identification | 2024-07-01 | mobile home line above ground | Non-Lead | No | No |  | Single Family Residence |  | No | No
| Bison Ave Wright, WY 82732 |  | No | No | Non-Lead - Plastic | No | 1976 | 3/4 | Predictive Model | No |  |  | church | Non-Lead - Plastic | 1976 | 3/4 |  | No | Other |  | Meter Upgrades | Non-Lead | No | No |  | Other |  | Unknown | No
| 999 HWY 387 Wright, WY 82732 |  | No | No | Non-Lead - Plastic | No | 1976 | 3/4 | Predictive Model | No |  |  | Powder River Energy | Non-Lead - Copper | 1976 | 3/4 |  | No | Other |  | Meter Upgrades | Non-Lead | No | No |  | Other |  | Unknown | No
| STORAGE AREA |  | No | No | Non-Lead - Plastic | No | 1981 | 3/4 | Predictive model | No |  |  |  | Unknown - Unlikely Lead | vacant - no water services | 3/4 | Other | No | Other
| OFFICE |  | No | No | Non-Lead - Plastic | No | 1981 | 3/4 | Predictive model | No |  |  |  | Non-Lead - Plastic | 2008 | 3/4 | Installation date after lead ban | No | Other |  | Mobile Home Line above ground | Non-Lead | No | No |  | Single Family Residence |  | No | No
| SHOWER HOUSE |  | No | No | Non-Lead - Plastic | No | 1981 | 3/4 | Predictive model | No |  |  |  | Unknown - Unlikely Lead | 1986 | 3/4 | Other | No | Other |  |  | Non-Lead | No | No |  | Other |  | Unknown | No
| LAUDROMAT |  | No | No | Non-Lead - Plastic | No | 1981 | 3/4 | Predictive model | No |  |  |  | Unknown - Likely Lead | 1959 | 3/4 | Other | No | Other |  | Unknown |  |  |  |  | Other |  | Unknown | No
| (NORTH BOULDER CR)LOT #1 |  | No | No | Non-Lead - Plastic | No | 1981 | 3/4 | Predictive model | No | [5 empty] | 0.75 | Other | No | Other |  | RV Line above ground | Non-Lead | No | No |  | Other |  | No | No
| (NORTH BOULDER CR)LOT #2 |  | No | No | Non-Lead - Plastic | No | 1981 | 3/4 | Predictive model | No | [5 empty] | 0.75 | Other | No | Other |  | RV Line above ground | Non-Lead | No | No |  | Single Family Residence |  | No | No
| (NORTH BOULDER CR)LOT #3 |  | No | No | Non-Lead - Plastic | No | 1981 | 3/4 | Predictive model | No | [5 empty] | 0.75 | Other | No | Other |  | RV Line above ground | Non-Lead | No | No |  | Single Family Residence |  | No | No
| (NORTH BOULDER CR)LOT #4 |  | No | No | Non-Lead - Plastic | No | 1981 | 3/4 | Predictive model | No | [5 empty] | 0.75 | Other | No | Other |  | RV Line above ground | Non-Lead | No | No |  | Single Family Residence |  | No | No
| (NORTH BOULDER CR)LOT #5 |  | No | No | Non-Lead - Plastic | No | 1981 | 3/4 | Predictive model | No | [5 empty] | 0.75 | Other | No | Other |  | RV Line above ground | Non-Lead | No | No |  | Single Family Residence |  | No | No
| (NORTH BOULDER CR)LOT #6 |  | No | No | Non-Lead - Plastic | No | 1981 | 3/4 | Predictive model | No |  |  |  |  | vacant - no home on lot
| (NORTH BOULDER CR)LOT #7 |  | No | No | Non-Lead - Plastic | No | 1981 | 3/4 | Predictive model | No | [5 empty] | 0.75 | Other | No | Other |  | RV Line above ground | Non-Lead | No | No |  | Single Family Residence |  | No | No
| (NORTH BOULDER CR)LOT #8 |  | No | No | Non-Lead - Plastic | No | 1981 | 3/4 | Predictive model | No |  |  |  |  | vacant - no home on lot
| (NORTH BOULDER CR)LOT #9 |  | No | No | Non-Lead - Plastic | No | 1981 | 3/4 | Predictive model | No | [5 empty] | 0.75 | Other | No | Other |  | RV Line above ground | Non-Lead | No | No |  | Single Family Residence |  | No | No
| (NORTH BOULDER CR)LOT #10 |  | No | No | Non-Lead - Plastic | No | 1981 | 3/4 | Predictive model | No |  |  |  |  | vacant - no home on lot
| (NORTH BOULDER CR)LOT #11 |  | No | No | Non-Lead - Plastic | No | 1981 | 3/4 | Predictive model | No | [5 empty] | 0.75 | Other | No | Other |  | RV Line above ground | Non-Lead | No | No |  | Single Family Residence |  | No | No
| (NORTH BOULDER CR)LOT #12 |  | No | No | Non-Lead - Plastic | No | 1981 | 3/4 | Predictive model | No |  |  |  |  | vacant - no home on lot
| (NORTH BOULDER CR)LOT #13 |  | No | No | Non-Lead - Plastic | No | 1981 | 3/4 | Predictive model | No | [5 empty] | 0.75 | Other | No | Other |  | RV Line above ground | Non-Lead | No | No |  | Single Family Residence |  | No | No
| (NORTH BOULDER CR)LOT #14 |  | No | No | Non-Lead - Plastic | No | 1981 | 3/4 | Predictive model | No |  |  |  |  | vacant - no home on lot
| (NORTH BOULDER CR)LOT #15 |  | No | No | Non-Lead - Plastic | No | 1981 | 3/4 | Predictive model | No | [5 empty] | 0.75 | Other | No | Other |  | RV Line above ground | Non-Lead | No | No |  | Single Family Residence |  | No | No
| (NORTH BOULDER CR)LOT #16 |  | No | No | Non-Lead - Plastic | No | 1981 | 3/4 | Predictive model | No |  |  |  |  | vacant - no home on lot
| (NORTH BOULDER CR)LOT #17 |  | No | No | Non-Lead - Plastic | No | 1981 | 3/4 | Predictive model | No | [5 empty] | 0.75 | Other | No | Other |  | RV Line above ground | Non-Lead | No | No |  | Single Family Residence |  | No | No
| (NORTH BOULDER CR)LOT #18 |  | No | No | Non-Lead - Plastic | No | 1981 | 3/4 | Predictive model | No | [5 empty] | 0.75 | Other | No | Other |  | RV Line above ground | Non-Lead | No | No |  | Single Family Residence |  | No | No
| (NORTH BOULDER CR)LOT #19 |  | No | No | Non-Lead - Plastic | No | 1981 | 3/4 | Predictive model | No | [5 empty] | 0.75 | Other | No | Other |  | RV Line above ground | Non-Lead | No | No |  | Single Family Residence |  | No | No
| (NORTH BOULDER CR)LOT #20 |  | No | No | Non-Lead - Plastic | No | 1981 | 3/4 | Predictive model | No | [5 empty] | 0.75 | Other | No | Other |  | RV Line above ground | Non-Lead | No | No |  | Single Family Residence |  | No | No
| (NORTH BOULDER CR)LOT #21 |  | No | No | Non-Lead - Plastic | No | 1981 | 3/4 | Predictive model | No | [5 empty] | 0.75 | Other | No | Other |  | RV Line above ground | Non-Lead | No | No |  | Single Family Residence |  | No | No
| (NORTH BOULDER CR)LOT #22 |  | No | No | Non-Lead - Plastic | No | 1981 | 3/4 | Predictive model | No | [5 empty] | 0.75 | Other | No | Other |  | RV Line above ground | Non-Lead | No | No |  | Single Family Residence |  | No | No
| (NORTH BOULDER CR)LOT #23 |  | No | No | Non-Lead - Plastic | No | 1981 | 3/4 | Predictive model | No |  |  |  |  | vacant - no home on lot
| (NORTH BOULDER CR)LOT #24 |  | No | No | Non-Lead - Plastic | No | 1981 | 3/4 | Predictive model | No | [5 empty] | 0.75 | Other | No | Other |  | RV Line above ground | Non-Lead | No | No |  | Single Family Residence |  | No | No
| (NORTH BOULDER CR)LOT #25 |  | No | No | Non-Lead - Plastic | No | 1981 | 3/4 | Service line repair or replacement record | Yes | Mechanical excavation at one location | 2024-06-01 |  |  |  | 0.75 | Other | No | Other | 2024-06-01 | RV Line above ground | Non-Lead | No | No |  | Single Family Residence |  | No | No
| (NORTH BOULDER CR)LOT #26 |  | No | No | Non-Lead - Plastic | No | 1981 | 3/4 | Predictive model | No | [5 empty] | 0.75 | Other | No | Other |  | RV Line above ground | Non-Lead | No | No |  | Single Family Residence |  | No | No
| (NORTH BOULDER CR)LOT # 27 |  | No | No | Non-Lead - Plastic | No | 1981 | 3/4 | Predictive model | No | [5 empty] | 0.75 | Other | No | Other |  | RV Line above ground | Non-Lead | No | No |  | Single Family Residence |  | No | No
| (NORTH BOULDER CR)LOT #28 |  | No | No | Non-Lead - Plastic | No | 1981 | 3/4 | Service line repair or replacement record | Yes | Mechanical excavation at one location | 2024-06-01 |  |  | vacant - no home on lot |  |  |  |  | 2024-06-01
| (NORTH BOULDER CR)LOT #29 |  | No | No | Non-Lead - Plastic | No | 1981 | 3/4 | Predictive model | No | [5 empty] | 0.75 | Other | No | Other |  | RV Line above ground | Non-Lead | No | No |  | Single Family Residence |  | No | No
| (NORTH BOULDER CR)LOT #30 |  | No | No | Non-Lead - Plastic | No | 1981 | 3/4 | Predictive model | No | [5 empty] | 0.75 | Other | No | Other |  | RV Line above ground | Non-Lead | No | No |  | Single Family Residence |  | No | No
| (NORTH BOULDER CR)LOT #31 |  | No | No | Non-Lead - Plastic | No | 1981 | 3/4 | Predictive model | No | [5 empty] | 0.75 | Other | No | Other |  | RV Line above ground | Non-Lead | No | No |  | Single Family Residence |  | No | No
| (NORTH BOULDER CR)LOT #32 |  | No | No | Non-Lead - Plastic | No | 1981 | 3/4 | Predictive model | No | [5 empty] | 0.75 | Other | No | Other |  | RV Line above ground | Non-Lead | No | No |  | Single Family Residence |  | No | No
| (NORTH BOULDER CR)LOT #33 |  | No | No | Non-Lead - Plastic | No | 1981 | 3/4 | Predictive model | No | [5 empty] | 0.75 | Other | No | Other |  | RV Line above ground | Non-Lead | No | No |  | Single Family Residence |  | No | No
| (NORTH BOULDER CR)LOT # 34 |  | No | No | Non-Lead - Plastic | No | 1981 | 3/4 | Predictive model | No | [5 empty] | 0.75 | Other | No | Other |  | RV Line above ground | Non-Lead | No | No |  | Single Family Residence |  | No | No
| (NORTH BOULDER CR)LOT #35 |  | No | No | Non-Lead - Plastic | No | 1981 | 3/4 | Predictive model | No |  |  |  |  | vacant - no home on lot
| (NORTH BOULDER CR)LOT #36 |  | No | No | Non-Lead - Plastic | No | 1981 | 3/4 | Predictive model | No | [5 empty] | 0.75 | Other | No | Other |  | RV Line above ground | Non-Lead | No | No |  | Single Family Residence |  | No | No
| (NORTH BOULDER CR)LOT #37 |  | No | No | Non-Lead - Plastic | No | 1981 | 3/4 | Predictive model | No | [5 empty] | 0.75 | Other | No | Other |  | RV Line above ground | Non-Lead | No | No |  | Single Family Residence |  | No | No
| (NORTH BOULDER CR)LOT #38 |  | No | No | Non-Lead - Plastic | No | 1981 | 3/4 | Predictive model | No |  |  |  |  | vacant - no home on lot
| (NORTH BOULDER CR)LOT #39 |  | No | No | Non-Lead - Plastic | No | 1981 | 3/4 | Predictive model | No | [5 empty] | 0.75 | Other | No | Other |  | RV Line above ground | Non-Lead | No | No |  | Single Family Residence |  | No | No
| (NORTH BOULDER CR)LOT #40 |  | No | No | Non-Lead - Plastic | No | 1981 | 3/4 | Predictive model | No |  |  |  |  | vacant - no home on lot
| (NORTH BOULDER CR)LOT #41 |  | No | No | Non-Lead - Plastic | No | 1981 | 3/4 | Predictive model | No |  |  |  |  | vacant - no home on lot
| (NORTH BOULDER CR)LOT #42 |  | No | No | Non-Lead - Plastic | No | 1981 | 3/4 | Predictive model | No | [5 empty] | 0.75 | Other | No | Other |  | RV Line above ground | Non-Lead | No | No |  | Single Family Residence |  | No | No
| (SOUTH BOULDER CR) OVERNIGHT LOT #43 |  | No | No | Non-Lead - Plastic | No | 1981 | 3/4 | Predictive model | No | [5 empty] | 0.75 | Other | No | Other |  | RV Line above ground | Non-Lead | No | No |  | Single Family Residence |  | No | No
| (SOUTH BOULDER CR)LOT #44 |  | No | No | Non-Lead - Plastic | No | 1981 | 3/4 | Predictive model | No | [5 empty] | 0.75 | Other | No | Other |  | RV Line above ground | Non-Lead | No | No |  | Single Family Residence |  | No | No
| (SOUTH BOULDER CR)LOT #45 |  | No | No | Non-Lead - Plastic | No | 1981 | 3/4 | Predictive model | No |  |  |  |  | vacant - no home on lot
| (SOUTH BOULDER CR)LOT #46 |  | No | No | Non-Lead - Plastic | No | 1981 | 3/4 | Predictive model | No | [5 empty] | 0.75 | Other | No | Other |  | RV Line above ground | Non-Lead | No | No |  | Single Family Residence |  | No | No
| (SOUTH BOULDER CR)LOT #47 |  | No | No | Non-Lead - Plastic | No | 1981 | 3/4 | Predictive model | No |  |  |  |  | vacant - no home on lot
| (SOUTH BOULDER CR)LOT #48 |  | No | No | Non-Lead - Plastic | No | 1981 | 3/4 | Predictive model | No | [5 empty] | 0.75 | Other | No | Other |  | RV Line above ground | Non-Lead | No | No |  | Single Family Residence |  | No | No
| (SOUTH BOULDER CR)LOT #49 |  | No | No | Non-Lead - Plastic | No | 1981 | 3/4 | Predictive model | No | [5 empty] | 0.75 | Other | No | Other |  | RV Line above ground | Non-Lead | No | No |  | Single Family Residence |  | No | No
| (SOUTH BOULDER CR)LOT #50 |  | No | No | Non-Lead - Plastic | No | 1981 | 3/4 | Predictive model | No | [5 empty] | 0.75 | Other | No | Other |  | RV Line above ground | Non-Lead | No | No |  | Single Family Residence |  | No | No
| (SOUTH BOULDER CR)LOT # 51 |  | No | No | Non-Lead - Plastic | No | 1981 | 3/4 | Predictive model | No | [5 empty] | 0.75 | Other | No | Other |  | RV Line above ground | Non-Lead | No | No |  | Single Family Residence |  | No | No
| (SOUTH BOULDER CR)LOT #52 |  | No | No | Non-Lead - Plastic | No | 1981 | 3/4 | Predictive model | No | [5 empty] | 0.75 | Other | No | Other |  | RV Line above ground | Non-Lead | No | No |  | Single Family Residence |  | No | No
| (SOUTH BOULDER CR) OVERNIGHT LOT #54 |  | No | No | Non-Lead - Plastic | No | 1981 | 3/4 | Predictive model | No | [5 empty] | 0.75 | Other | No | Other |  | RV Line above ground | Non-Lead | No | No |  | Single Family Residence |  | No | No
| (SOUTH BOULDER CR)LOT #55 |  | No | No | Non-Lead - Plastic | No | 1981 | 3/4 | Predictive model | No | [5 empty] | 0.75 | Other | No | Other |  | RV Line above ground | Non-Lead | No | No |  | Single Family Residence |  | No | No
| (SOUTH BOULDER CR)LOT #56 |  | No | No | Non-Lead - Plastic | No | 1981 | 3/4 | Predictive model | No | [5 empty] | 0.75 | Other | No | Other |  | RV Line above ground | Non-Lead | No | No |  | Single Family Residence |  | No | No
| (SOUTH BOULDER CR)LOT #57 |  | No | No | Non-Lead - Plastic | No | 1981 | 3/4 | Predictive model | No | [5 empty] | 0.75 | Other | No | Other |  | RV Line above ground | Non-Lead | No | No |  | Single Family Residence |  | No | No
| (SOUTH BOULDER CR)LOT #58 |  | No | No | Non-Lead - Plastic | No | 1981 | 3/4 | Predictive model | No |  |  |  |  | vacant - no home on lot
| (SOUTH BOULDER CR)LOT #59 |  | No | No | Non-Lead - Plastic | No | 1981 | 3/4 | Predictive model | No | [5 empty] | 0.75 | Other | No | Other |  | RV Line above ground | Non-Lead | No | No |  | Single Family Residence |  | No | No
| (SOUTH BOULDER CR)LOT 60 |  | No | No | Non-Lead - Plastic | No | 1981 | 3/4 | Predictive model | No | [5 empty] | 0.75 | Other | No | Other |  | RV Line above ground | Non-Lead | No | No |  | Single Family Residence |  | No | No
| (SOUTH BOULDER CR)LOT #61 |  | No | No | Non-Lead - Plastic | No | 1981 | 3/4 | Predictive model | No | [5 empty] | 0.75 | Other | No | Other |  | RV Line above ground | Non-Lead | No | No |  | Single Family Residence |  | No | No
| (SOUTH BOULDER CR)LOT # 62 |  | No | No | Non-Lead - Plastic | No | 1981 | 3/4 | Predictive model | No |  |  |  |  | vacant - no home on lot
| (SOUTH BOULDER CR)LOT #63 |  | No | No | Non-Lead - Plastic | No | 1981 | 3/4 | Predictive model | No | [5 empty] | 0.75 | Other | No | Other |  | RV Line above ground | Non-Lead | No | No |  | Single Family Residence |  | No | No
| (SOUTH BOULDER CR)LOT #64 |  | No | No | Non-Lead - Plastic | No | 1981 | 3/4 | Predictive model | No | [5 empty] | 0.75 | Other | No | Other |  | RV Line above ground | Non-Lead | No | No |  | Single Family Residence |  | No | No
| (SOUTH BOULDER CR)LOT #65 |  | No | No | Non-Lead - Plastic | No | 1981 | 3/4 | Predictive model | No | [5 empty] | 0.75 | Other | No | Other |  | RV Line above ground | Non-Lead | No | No |  | Single Family Residence |  | No | No
| (SOUTH BOULDER CR)LOT #66 |  | No | No | Non-Lead - Plastic | No | 1981 | 3/4 | Predictive model | No |  |  |  |  | vacant - no home on lot
| (SOUTH BOULDER CR)LOT #67 |  | No | No | Non-Lead - Plastic | No | 1981 | 3/4 | Predictive model | No | [5 empty] | 0.75 | Other | No | Other |  | RV Line above ground | Non-Lead | No | No |  | Single Family Residence |  | No | No
| (SOUTH BOULDER CR)LOT #68 |  | No | No | Non-Lead - Plastic | No | 1981 | 3/4 | Predictive model | No |  |  |  |  | vacant - no home on lot
| (SOUTH BOULDER CR)LOT #69 |  | No | No | Non-Lead - Plastic | No | 1981 | 3/4 | Predictive model | No | [5 empty] | 0.75 | Other | No | Other |  | RV Line above ground | Non-Lead | No | No |  | Single Family Residence |  | No | No
| (SOUTH BOULDER CR)LOT #70 |  | No | No | Non-Lead - Plastic | No | 1981 | 3/4 | Predictive model | No |  |  |  |  | vacant - no home on lot
| (SOUTH BOULDER CR)LOT #71 |  | No | No | Non-Lead - Plastic | No | 1981 | 3/4 | Predictive model | No | [5 empty] | 0.75 | Other | No | Other |  | RV Line above ground | Non-Lead | No | No |  | Single Family Residence |  | No | No
| (SOUTH BOULDER CR)LOT #72 |  | No | No | Non-Lead - Plastic | No | 1981 | 3/4 | Predictive model | No |  |  |  |  | vacant - no home on lot
| (SOUTH BOULDER CR)LOT #73 |  | No | No | Non-Lead - Plastic | No | 1981 | 3/4 | Predictive model | No | [5 empty] | 0.75 | Other | No | Other |  | RV Line above ground | Non-Lead | No | No |  | Single Family Residence |  | No | No
| (SOUTH BOULDER CR)LOT #74 |  | No | No | Non-Lead - Plastic | No | 1981 | 3/4 | Predictive model | No | [5 empty] | 0.75 | Other | No | Other |  | RV Line above ground | Non-Lead | No | No |  | Single Family Residence |  | No | No

## Building Conditionals (hidden)
DRAFT | [8 empty] | Form Option For Customer Side | Classification | System-Owned Portion | Was Previously Lead? | Customer-Owned Portion | Classification for Entire Service Line | Single-Owned Portion | Classification for Entire Service Line
| Note to EPA: This is a background sheet to be hidden or deleted | [7 empty] | Lead | Lead | Lead |  | Lead | Lead | Lead | Lead
[9 empty] | Lead-lined galvanized | Lead | Lead |  | Galvanized | Lead | Galvanized | Non-Lead
[9 empty] | Galvanized | Galvanized | Lead |  | Non-Lead | Lead | Non-Lead | Non-Lead
[9 empty] | Non-Lead - Copper | Non-Lead | Lead |  | Material Unknown | Lead | Material Unknown | Lead Status Unknown
[9 empty] | Non-Lead - Plastic | Non-Lead | Galvanized |  | Lead | Lead
[9 empty] | Non-Lead - Other | Non-Lead | Galvanized |  | Galvanized | Non-Lead
[9 empty] | Unknown - Likely Lead | Material Unknown | Galvanized |  | Non-Lead | Non-Lead
[9 empty] | Unknown - Unlikely Lead | Material Unknown | Galvanized |  | Material Unknown | Lead Status Unknown
[9 empty] | Unknown - Material Unknown | Material Unknown | Non-Lead |  | Lead | Lead
[11 empty] | Non-Lead | Y | Galvanized | Galvanized Requiring Replacement
[9 empty] | Form Option For System Side | Classification | Non-Lead | N | Galvanized | Non-Lead
[9 empty] | Lead | Lead | Non-Lead | DN | Galvanized | Galvanized Requiring Replacement
[9 empty] | Lead-lined galvanized | Lead | Non-Lead |  | Non-Lead | Non-Lead
[9 empty] | Galvanized | Galvanized | Non-Lead |  | Material Unknown | Lead Status Unknown
[9 empty] | Non-Lead - Copper | Non-Lead | Material Unknown |  | Lead | Lead
[9 empty] | Non-Lead - Plastic | Non-Lead | Material Unknown |  | Galvanized | Galvanized Requiring Replacement
[9 empty] | Non-Lead - Other | Non-Lead | Material Unknown |  | Non-Lead | Lead Status Unknown
[9 empty] | Unknown - Likely Lead | Material Unknown | Material Unknown |  | Material Unknown | Lead Status Unknown
[9 empty] | Unknown - Unlikely Lead | Material Unknown
| system_owned_portion |  | customer_owned_portion | service_line_classification |  |  |  |  | Unknown - Material Unknown | Material Unknown
| System-Owned Portion | Was Previously Lead? | Customer-Owned Portion | Classification for Entire Service Line |  | IF( | ) AND ( | THEN
| Lead |  | Lead | Lead |  | IF(system_owned_portion=Lead) AND (customer_owned_portion=Lead THEN service_line_classification=Lead | IF(system_owned_portion=Lead) AND (customer_owned_portion=Lead THEN service_line_classification=Lead | IF(system_owned_portion="Lead") AND (customer_owned_portion="Lead" THEN service_line_classification="Lead"
| Lead |  | Galvanized | Lead | ELSE | IF(system_owned_portion=Lead) AND (customer_owned_portion=Galvanized THEN service_line_classification=Lead | ELSEIF(system_owned_portion=Lead) AND (customer_owned_portion=Galvanized THEN service_line_classification=Lead | ELSEIF(system_owned_portion="Lead") AND (customer_owned_portion="Galvanized Requiring Replacement" THEN service_line_classification="Lead"
| Lead |  | Non-Lead | Lead | ELSE | IF(system_owned_portion=Lead) AND (customer_owned_portion=Non-Lead THEN service_line_classification=Lead | ELSEIF(system_owned_portion=Lead) AND (customer_owned_portion=Non-Lead THEN service_line_classification=Lead | ELSEIF(system_owned_portion="Lead") AND (customer_owned_portion="Non-Lead" THEN service_line_classification="Lead"
| Lead |  | Material Unknown | Lead | ELSE | IF(system_owned_portion=Lead) AND (customer_owned_portion=Material Unknown THEN service_line_classification=Lead | ELSEIF(system_owned_portion=Lead) AND (customer_owned_portion=Material Unknown THEN service_line_classification=Lead | ELSEIF(system_owned_portion="Lead") AND (customer_owned_portion=Lead Status Unknown THEN service_line_classification="Lead"
| Galvanized |  | Lead | Lead | ELSE | IF(system_owned_portion=Galvanized) AND (customer_owned_portion=Lead THEN service_line_classification=Lead | ELSEIF(system_owned_portion=Galvanized) AND (customer_owned_portion=Lead THEN service_line_classification=Lead | ELSEIF(system_owned_portion="Galvanized1") AND (customer_owned_portion=Lead THEN service_line_classification="Lead"
| Galvanized |  | Galvanized | Non-Lead | ELSE | IF(system_owned_portion=Galvanized) AND (customer_owned_portion=Galvanized THEN service_line_classification=Non-Lead | ELSEIF(system_owned_portion=Galvanized) AND (customer_owned_portion=Galvanized THEN service_line_classification=Non-Lead | ELSEIF(system_owned_portion="Galvanized1") AND (customer_owned_portion="Galvanized2" THEN service_line_classification="Non-Lead"
| Galvanized |  | Non-Lead | Non-Lead | ELSE | IF(system_owned_portion=Galvanized) AND (customer_owned_portion=Non-Lead THEN service_line_classification=Non-Lead | ELSEIF(system_owned_portion=Galvanized) AND (customer_owned_portion=Non-Lead THEN service_line_classification=Non-Lead | ELSEIF(system_owned_portion="Galvanized1") AND (customer_owned_portion="Non-Lead" THEN service_line_classification="Non-Lead"
| Galvanized |  | Material Unknown | Lead Status Unknown | ELSE | IF(system_owned_portion=Galvanized) AND (customer_owned_portion=Material Unknown THEN service_line_classification=Lead Status Unknown | ELSEIF(system_owned_portion=Galvanized) AND (customer_owned_portion=Material Unknown THEN service_line_classification=Lead Status Unknown | ELSEIF(system_owned_portion="Galvanized1") AND (customer_owned_portion="Lead Status Unknown" THEN service_line_classification="Lead Status Unknown"
| Non-Lead |  | Lead | Lead | ELSE | IF(system_owned_portion=Non-Lead) AND (customer_owned_portion=Lead THEN service_line_classification=Lead | ELSEIF(system_owned_portion=Non-Lead) AND (customer_owned_portion=Lead THEN service_line_classification=Lead | ELSEIF(system_owned_portion="Non-Lead") AND (customer_owned_portion="Lead" THEN service_line_classification="Lead"
| Non-Lead |  | Galvanized | Galvanized Requiring Replacement | ELSE | IF(system_owned_portion=Non-Lead) AND (customer_owned_portion=Galvanized THEN service_line_classification=Galvanized Requiring Replacement | ELSEIF(system_owned_portion=Non-Lead) AND (customer_owned_portion=Galvanized THEN service_line_classification=Galvanized Requiring Replacement | ELSEIF(system_owned_portion="Non-Lead") AND (customer_owned_portion="Galvanized2" THEN service_line_classification="Non-Lead"
| Non-Lead |  | Galvanized | Non-Lead | ELSE | IF(system_owned_portion=Non-Lead) AND (customer_owned_portion=Galvanized THEN service_line_classification=Non-Lead | ELSEIF(system_owned_portion=Non-Lead) AND (customer_owned_portion=Galvanized THEN service_line_classification=Non-Lead | ELSEIF(system_owned_portion="Non-Lead") AND (customer_owned_portion="Non-Lead" THEN service_line_classification="Non-Lead"
| Non-Lead |  | Galvanized | Galvanized Requiring Replacement | ELSE | IF(system_owned_portion=Non-Lead) AND (customer_owned_portion=Galvanized THEN service_line_classification=Galvanized Requiring Replacement | ELSEIF(system_owned_portion=Non-Lead) AND (customer_owned_portion=Galvanized THEN service_line_classification=Galvanized Requiring Replacement | ELSEIF(system_owned_portion="Non-Lead") AND (customer_owned_portion="Lead Status Unknown" THEN service_line_classification="Lead Status Unknown"
| Non-Lead |  | Non-Lead | Non-Lead | ELSE | IF(system_owned_portion=Non-Lead) AND (customer_owned_portion=Non-Lead THEN service_line_classification=Non-Lead | ELSEIF(system_owned_portion=Non-Lead) AND (customer_owned_portion=Non-Lead THEN service_line_classification=Non-Lead | ELSEIF(system_owned_portion="Non-Lead, but system is unable to demonstrate it was not previously Lead") AND (customer_owned_portion="Galvanized Requiring Replacement" THEN service_line_classification="Galvanized Requiring Replacement"
| Non-Lead |  | Material Unknown | Lead Status Unknown | ELSE | IF(system_owned_portion=Non-Lead) AND (customer_owned_portion=Material Unknown THEN service_line_classification=Lead Status Unknown | ELSEIF(system_owned_portion=Non-Lead) AND (customer_owned_portion=Material Unknown THEN service_line_classification=Lead Status Unknown | ELSEIF(system_owned_portion="Lead Status Unknown") AND (customer_owned_portion="Lead" THEN service_line_classification="Lead"
| Material Unknown |  | Lead | Lead | ELSE | IF(system_owned_portion=Material Unknown) AND (customer_owned_portion=Lead THEN service_line_classification=Lead | ELSEIF(system_owned_portion=Material Unknown) AND (customer_owned_portion=Lead THEN service_line_classification=Lead | ELSEIF(system_owned_portion="Lead Status Unknown") AND (customer_owned_portion="Galvanized Requiring Replacement" THEN service_line_classification="Galvanized Requiring Replacement"
| Material Unknown |  | Galvanized | Galvanized Requiring Replacement | ELSE | IF(system_owned_portion=Material Unknown) AND (customer_owned_portion=Galvanized THEN service_line_classification=Galvanized Requiring Replacement | ELSEIF(system_owned_portion=Material Unknown) AND (customer_owned_portion=Galvanized THEN service_line_classification=Galvanized Requiring Replacement | ELSEIF(system_owned_portion="Lead Status Unknown") AND (customer_owned_portion="Non-Lead" THEN service_line_classification="Lead Status Unknown"
| Material Unknown |  | Non-Lead | Lead Status Unknown | ELSE | IF(system_owned_portion=Material Unknown) AND (customer_owned_portion=Non-Lead THEN service_line_classification=Lead Status Unknown | ELSEIF(system_owned_portion=Material Unknown) AND (customer_owned_portion=Non-Lead THEN service_line_classification=Lead Status Unknown | ELSEIF(system_owned_portion="Lead Status Unknown") AND (customer_owned_portion="Lead Status Unknown" THEN service_line_classification="Lead Status Unknown"
| Material Unknown |  | Material Unknown | Lead Status Unknown |  |  | ELSE service_line_classification = "CLASSIFICATION ERROR" | ELSE "CLASSIFICATION ERROR"

## Form Lists (hidden)
Tab | Form Control Lists
Detailed Inventory | Sensitive Population? (Y/N) | Service Line Material Classification* | If Non-Lead, Was Material Ever Previously Lead? | Basis of Material Classification | Was the Service Line Material Field Verified? | Select the Field Verification Method | Building Type Connected to Service Line | For CWSs, do Multi-family Residences (MFRs) Comprise at Least 20% of the Structures You Serve? | Is there a Lead Connector Present? | Point-of-Entry or Point-of-Use Treatment Present? | Does the Interior Building Plumbing Contain Copper Pipes with Lead Solder Installed before your State's Lead Ban (Generally 1986 - 1988) | Current LCR Sampling Site? | Building Type Connected to Service Line | For CWSs, do Multi-family Residences (MFRs) Comprise at Least 20% of the Structures You Serve? | Is there a Lead Connector Present? | Point-of-Entry or Point-of-Use Treatment Present? | Does the Interior Building Plumbing Contain Copper Pipes with Lead Solder Installed before your State's Lead Ban (Generally 1986 - 1988) | Current LCR Sampling Site?
| No | Lead | Yes | Previous materials evaluation | Yes | Visual inspection at meter pit | Single Family Residence | Yes | Yes | Yes | Yes | Yes | Single Family Residence | Yes | Yes | Yes | Yes | Yes
| Yes - School | Lead-lined galvanized | No | Installation record (e.g., tap card) | No | Customer self-identification | Multiple Family Residence | No | Known | No | No | No | Multiple Family Residence | No | Known | No | No | No
| Yes - Day Care | Galvanized | Don't know | Installation date is after the lead ban |  | CCTV Inspection at Curb Box - Internal | Building | N/A | Unknown | Unknown | Unknown |  | Building | N/A | Unknown | Unknown | Unknown
| Yes - Other | Non-Lead - Copper |  | Service line diameter is greater than 2 inches |  | CCTV inspection at Curb Box - External | Other | [5 empty] | Other
|  | Non-Lead - Plastic |  | Service line repair or replacement record |  | Water Quality Sampling - Targeted
|  | Non-Lead - Other |  | Statistical analysis |  | Water Quality Sampling - Flushed
|  | Unknown - Likely Lead |  | Field inspection only with no records |  | Water Quality Sampling - Sequential
|  | Unknown - Unlikely Lead |  | Water sampling only with no records |  | Water Quality Sampling - Other
|  | Unknown - Material Unknown |  | Other |  | Mechanical Excavation at 1 location
Mechanical Excavation at multiple locations
| Note to EPA: this is a background sheet to be hidden or deleted |  |  |  | Other